## Infiltration
Dependency=ASHRAE IECC Climate Zone 2004 | Dependency=Geometry Floor Area | Dependency=Vintage | Option=1 ACH50 | Option=2 ACH50 | Option=3 ACH50 | Option=4 ACH50 | Option=5 ACH50 | Option=6 ACH50 | Option=7 ACH50 | Option=8 ACH50 | Option=10 ACH50 | Option=15 ACH50 | Option=20 ACH50 | Option=25 ACH50 | Option=30 ACH50 | Option=40 ACH50 | Option=50 ACH50 | sampling_probability | Average | Goal | After Weighting | Weighting Factor | "Balance Point" | Option=1 ACH50 | Option=2 ACH50 | Option=3 ACH50 | Option=4 ACH50 | Option=5 ACH50 | Option=6 ACH50 | Option=7 ACH50 | Option=8 ACH50 | Option=10 ACH50 | Option=15 ACH50 | Option=20 ACH50 | Option=25 ACH50 | sampling_probability
1A | 0-499 | 1940s | 0 | 0 | 3.8148e-07 | 7.6926e-06 | 5.4167e-05 | 0.00021698 | 0.00060849 | 0.0013406 | 0.0065626 | 0.055023 | 0.11463 | 0.14622 | 0.14601 | 0.23055 | 0.29879 | 1.8811e-05
2A | 0-499 | 1940s | 0 | 0 | 3.8148e-07 | 7.6926e-06 | 5.4167e-05 | 0.00021698 | 0.00060849 | 0.0013406 | 0.0065626 | 0.055023 | 0.11463 | 0.14622 | 0.14601 | 0.23055 | 0.29879 | 6.5663e-05
2B | 0-499 | 1940s | 0 | 1.4185e-06 | 6.4278e-05 | 0.00057613 | 0.0023233 | 0.0059381 | 0.011431 | 0.018237 | 0.058069 | 0.2284 | 0.23364 | 0.17185 | 0.10991 | 0.10475 | 0.054812 | 9.6406e-06
3A | 0-499 | 1940s | 0 | 3.3333e-08 | 4.2185e-06 | 5.7133e-05 | 0.00031546 | 0.0010409 | 0.0024817 | 0.0047567 | 0.019302 | 0.11604 | 0.17842 | 0.17978 | 0.14832 | 0.1881 | 0.16139 | 9.1039e-05
3B | 0-499 | 1940s | 0 | 1.4185e-06 | 6.4278e-05 | 0.00057613 | 0.0023233 | 0.0059381 | 0.011431 | 0.018237 | 0.058069 | 0.2284 | 0.23364 | 0.17185 | 0.10991 | 0.10475 | 0.054812 | 0.00023807
3C | 0-499 | 1940s | 0 | 5.4074e-07 | 3.0085e-05 | 0.00030337 | 0.0013412 | 0.0036944 | 0.0075726 | 0.01275 | 0.043576 | 0.1939 | 0.22393 | 0.18086 | 0.12476 | 0.12933 | 0.077941 | 5.9242e-05
4A | 0-499 | 1940s | 0 | 1.1111e-08 | 1.9704e-06 | 3.0074e-05 | 0.0001802 | 0.00063443 | 0.0015962 | 0.0032034 | 0.013823 | 0.092651 | 0.1576 | 0.17176 | 0.15101 | 0.20589 | 0.20162 | 0.00055113
4B | 0-499 | 1940s | 0 | 1.0259e-06 | 4.9722e-05 | 0.00046496 | 0.0019363 | 0.0050783 | 0.0099869 | 0.016227 | 0.052912 | 0.21689 | 0.23111 | 0.17544 | 0.11511 | 0.11286 | 0.061924 | 7.3667e-06
4C | 0-499 | 1940s | 0 | 2.963e-08 | 3.9963e-06 | 5.4707e-05 | 0.00030412 | 0.001008 | 0.0024118 | 0.0046359 | 0.018884 | 0.11433 | 0.177 | 0.17934 | 0.14863 | 0.18944 | 0.16395 | 4.4246e-05
5A | 0-499 | 1940s | 0 | 2.5185e-07 | 1.6718e-05 | 0.00018414 | 0.00087183 | 0.0025395 | 0.0054552 | 0.0095624 | 0.034465 | 0.16831 | 0.21263 | 0.18406 | 0.13428 | 0.14819 | 0.099441 | 0.00043892
5B | 0-499 | 1940s | 0 | 1.0259e-06 | 4.9722e-05 | 0.00046496 | 0.0019363 | 0.0050783 | 0.0099869 | 0.016227 | 0.052912 | 0.21689 | 0.23111 | 0.17544 | 0.11511 | 0.11286 | 0.061924 | 3.8547e-05
6A | 0-499 | 1940s | 0 | 9.4815e-07 | 4.6563e-05 | 0.00043737 | 0.0018328 | 0.0048371 | 0.0095688 | 0.015631 | 0.051345 | 0.21325 | 0.2302 | 0.17648 | 0.1167 | 0.11542 | 0.064251 | 8.7057e-05
6B | 0-499 | 1940s | 0 | 7.5926e-07 | 3.8989e-05 | 0.0003782 | 0.0016211 | 0.0043536 | 0.0087354 | 0.014441 | 0.048181 | 0.2056 | 0.22795 | 0.17841 | 0.11998 | 0.12089 | 0.069423 | 6.9434e-06
7A | 0-499 | 1940s | 0 | 9.4815e-07 | 4.6563e-05 | 0.00043737 | 0.0018328 | 0.0048371 | 0.0095688 | 0.015631 | 0.051345 | 0.21325 | 0.2302 | 0.17648 | 0 | 0 | 0 | 9.8062e-06 | 12.9602 | 10.1 | 10.1561 | 0.22 | 7
7B | 0-499 | 1940s | 0 | 7.5926e-07 | 3.8989e-05 | 0.0003782 | 0.0016211 | 0.0043536 | 0.0087354 | 0.014441 | 0.048181 | 0.2056 | 0.22795 | 0.17841 | 0.11998 | 0.12089 | 0.069423 | 4.7762e-07 |  | 10.1
1A | 1000-1499 | 1940s | 0 | 1.4815e-08 | 2.2926e-06 | 3.387e-05 | 0.0001995 | 0.00069371 | 0.0017283 | 0.0034404 | 0.014687 | 0.096579 | 0.16138 | 0.17345 | 0.15078 | 0.20295 | 0.19408 | 0.00013805 |  | 8.9
2A | 1000-1499 | 1940s | 0 | 1.4815e-08 | 2.2926e-06 | 3.387e-05 | 0.0001995 | 0.00069371 | 0.0017283 | 0.0034404 | 0.014687 | 0.096579 | 0.16138 | 0.17345 | 0.15078 | 0.20295 | 0.19408 | 0.0010548 |  | 7.1
2B | 1000-1499 | 1940s | 0 | 6.5296e-06 | 0.00023038 | 0.0017063 | 0.0058669 | 0.013115 | 0.02252 | 0.032543 | 0.091015 | 0.28563 | 0.23258 | 0.14358 | 0.079716 | 0.065065 | 0.026431 | 0.00012711 |  | 6.7
3A | 1000-1499 | 1940s | 0 | 3.2222e-07 | 2.0207e-05 | 0.00021532 | 0.00099584 | 0.0028487 | 0.0060295 | 0.010438 | 0.037018 | 0.1758 | 0.21628 | 0.18344 | 0.13164 | 0.14262 | 0.092658 | 0.0017146 |  | 4.8
3B | 1000-1499 | 1940s | 0 | 6.5296e-06 | 0.00023038 | 0.0017063 | 0.0058669 | 0.013115 | 0.02252 | 0.032543 | 0.091015 | 0.28563 | 0.23258 | 0.14358 | 0.079716 | 0.065065 | 0.026431 | 0.0018514 |  | 3.5
3C | 1000-1499 | 1940s | 0 | 2.9518e-06 | 0.00011793 | 0.00096639 | 0.0036182 | 0.00869 | 0.015865 | 0.024176 | 0.072478 | 0.25662 | 0.2363 | 0.1603 | 0.096048 | 0.0852 | 0.039616 | 0.00051404 |  | 3.5
4A | 1000-1499 | 1940s | 0 | 1.2222e-07 | 9.8741e-06 | 0.0001183 | 0.00059572 | 0.0018222 | 0.0040756 | 0.0073938 | 0.027883 | 0.14737 | 0.20077 | 0.18424 | 0.14092 | 0.16403 | 0.12077 | 0.003825 |  | 2.8
4B | 1000-1499 | 1940s | 0 | 5.0444e-06 | 0.00018541 | 0.0014181 | 0.005011 | 0.011466 | 0.02009 | 0.029546 | 0.084572 | 0.27639 | 0.23466 | 0.14956 | 0.085203 | 0.071511 | 0.03038 | 0.00013298
4C | 1000-1499 | 1940s | 0 | 3e-07 | 1.9156e-05 | 0.00020633 | 0.00096097 | 0.0027633 | 0.0058731 | 0.010202 | 0.036339 | 0.17384 | 0.21535 | 0.18361 | 0.13233 | 0.14407 | 0.094437 | 0.00050358
5A | 1000-1499 | 1940s | 0 | 1.563e-06 | 6.9611e-05 | 0.00061759 | 0.002468 | 0.0062581 | 0.011963 | 0.01897 | 0.059913 | 0.2323 | 0.23429 | 0.17048 | 0.10809 | 0.10203 | 0.05255 | 0.0046879
5B | 1000-1499 | 1940s | 0 | 5.0444e-06 | 0.00018541 | 0.0014181 | 0.005011 | 0.011466 | 0.02009 | 0.029546 | 0.084572 | 0.27639 | 0.23466 | 0.14956 | 0.085203 | 0.071511 | 0.03038 | 0.00044743
6A | 1000-1499 | 1940s | 0 | 4.5407e-06 | 0.00017127 | 0.0013312 | 0.0047577 | 0.010981 | 0.019372 | 0.028656 | 0.082626 | 0.27343 | 0.23511 | 0.15134 | 0.086911 | 0.073591 | 0.031718 | 0.00093408
6B | 1000-1499 | 1940s | 0 | 3.9963e-06 | 0.00015028 | 0.0011818 | 0.0042849 | 0.010029 | 0.01792 | 0.026813 | 0.078504 | 0.26689 | 0.23588 | 0.15505 | 0.090545 | 0.07808 | 0.034664 | 0.00010364
7A | 1000-1499 | 1940s | 0 | 4.5407e-06 | 0.00017127 | 0.0013312 | 0.0047577 | 0.010981 | 0.019372 | 0.028656 | 0.082626 | 0.27343 | 0.23511 | 0.15134 | 0.086911 | 0.073591 | 0.031718 | 0.00013432
7B | 1000-1499 | 1940s | 0 | 3.9963e-06 | 0.00015028 | 0.0011818 | 0.0042849 | 0.010029 | 0.01792 | 0.026813 | 0.078504 | 0.26689 | 0.23588 | 0.15505 | 0.090545 | 0.07808 | 0.034664 | 6.778e-06
1A | 1500-1999 | 1940s | 0 | 5.1852e-08 | 5.7259e-06 | 7.35e-05 | 0.00039169 | 0.0012575 | 0.0029324 | 0.0055167 | 0.021845 | 0.12588 | 0.18608 | 0.18188 | 0.14639 | 0.1805 | 0.14725 | 7.9317e-05
2A | 1500-1999 | 1940s | 0 | 5.1852e-08 | 5.7259e-06 | 7.35e-05 | 0.00039169 | 0.0012575 | 0.0029324 | 0.0055167 | 0.021845 | 0.12588 | 0.18608 | 0.18188 | 0.14639 | 0.1805 | 0.14725 | 0.00062262
2B | 1500-1999 | 1940s | 0 | 1.4422e-05 | 0.00044771 | 0.0029772 | 0.0093562 | 0.019399 | 0.031251 | 0.042736 | 0.11129 | 0.30885 | 0.22143 | 0.12401 | 0.063644 | 0.047696 | 0.016897 | 6.7318e-05
3A | 1500-1999 | 1940s | 0 | 8.7778e-07 | 4.4318e-05 | 0.00042142 | 0.0017787 | 0.0047173 | 0.0093659 | 0.015344 | 0.050588 | 0.21143 | 0.22967 | 0.17695 | 0.11749 | 0.11673 | 0.065475 | 0.001033
3B | 1500-1999 | 1940s | 0 | 1.4422e-05 | 0.00044771 | 0.0029772 | 0.0093562 | 0.019399 | 0.031251 | 0.042736 | 0.11129 | 0.30885 | 0.22143 | 0.12401 | 0.063644 | 0.047696 | 0.016897 | 0.00090127
3C | 1500-1999 | 1940s | 0 | 6.7222e-06 | 0.00023622 | 0.0017411 | 0.0059618 | 0.013283 | 0.022752 | 0.032812 | 0.091553 | 0.28631 | 0.23237 | 0.14308 | 0.079263 | 0.064527 | 0.026095 | 0.00026275
4A | 1500-1999 | 1940s | 0 | 3.9259e-07 | 2.3263e-05 | 0.00024261 | 0.0011042 | 0.0031177 | 0.0065269 | 0.011193 | 0.039196 | 0.18202 | 0.2191 | 0.18271 | 0.12934 | 0.13802 | 0.087403 | 0.0024615
4B | 1500-1999 | 1940s | 0 | 1.1119e-05 | 0.00036112 | 0.0024899 | 0.0080607 | 0.01713 | 0.028178 | 0.039235 | 0.10458 | 0.30209 | 0.22584 | 0.1306 | 0.068782 | 0.053009 | 0.019635 | 8.108e-05
4C | 1500-1999 | 1940s | 0 | 8.4444e-07 | 4.2604e-05 | 0.0004064 | 0.0017227 | 0.0045876 | 0.0091419 | 0.015025 | 0.049748 | 0.20943 | 0.22909 | 0.17745 | 0.11834 | 0.11815 | 0.066856 | 0.00028504
5A | 1500-1999 | 1940s | 0 | 3.7481e-06 | 0.00014381 | 0.0011412 | 0.0041651 | 0.0097969 | 0.017575 | 0.026382 | 0.077554 | 0.26538 | 0.23603 | 0.15588 | 0.09139 | 0.079157 | 0.035401 | 0.0029865
5B | 1500-1999 | 1940s | 0 | 1.1119e-05 | 0.00036112 | 0.0024899 | 0.0080607 | 0.01713 | 0.028178 | 0.039235 | 0.10458 | 0.30209 | 0.22584 | 0.1306 | 0.068782 | 0.053009 | 0.019635 | 0.00027354
6A | 1500-1999 | 1940s | 0 | 1.0515e-05 | 0.00034031 | 0.0023606 | 0.0076992 | 0.016477 | 0.027273 | 0.038183 | 0.1025 | 0.2998 | 0.22705 | 0.13261 | 0.070403 | 0.054731 | 0.020554 | 0.00064102
6B | 1500-1999 | 1940s | 0 | 8.9185e-06 | 0.00029609 | 0.0020976 | 0.0069671 | 0.015145 | 0.025409 | 0.035995 | 0.098129 | 0.29475 | 0.22943 | 0.13681 | 0.073865 | 0.05848 | 0.022622 | 0.00012437
7A | 1500-1999 | 1940s | 0 | 1.0515e-05 | 0.00034031 | 0.0023606 | 0.0076992 | 0.016477 | 0.027273 | 0.038183 | 0.1025 | 0.2998 | 0.22705 | 0.13261 | 0.070403 | 0.054731 | 0.020554 | 9.2402e-05
7B | 1500-1999 | 1940s | 0 | 8.9185e-06 | 0.00029609 | 0.0020976 | 0.0069671 | 0.015145 | 0.025409 | 0.035995 | 0.098129 | 0.29475 | 0.22943 | 0.13681 | 0.073865 | 0.05848 | 0.022622 | 9.0628e-06
1A | 2000-2499 | 1940s | 0 | 2e-07 | 1.3607e-05 | 0.00015421 | 0.0007471 | 0.0022182 | 0.0048429 | 0.0086088 | 0.031611 | 0.1595 | 0.20793 | 0.18441 | 0.13721 | 0.15481 | 0.10794 | 3.9049e-05
2A | 2000-2499 | 1940s | 0 | 2e-07 | 1.3607e-05 | 0.00015421 | 0.0007471 | 0.0022182 | 0.0048429 | 0.0086088 | 0.031611 | 0.1595 | 0.20793 | 0.18441 | 0.13721 | 0.15481 | 0.10794 | 0.00028986
2B | 2000-2499 | 1940s | 0 | 3.1289e-05 | 0.00084946 | 0.0050592 | 0.014512 | 0.027884 | 0.042109 | 0.054457 | 0.13196 | 0.32364 | 0.20355 | 0.10315 | 0.048841 | 0.033573 | 0.010384 | 3.6493e-05
3A | 2000-2499 | 1940s | 0 | 2.2e-06 | 9.4063e-05 | 0.00080199 | 0.0030919 | 0.0076006 | 0.014147 | 0.021918 | 0.067141 | 0.24681 | 0.23599 | 0.16479 | 0.10106 | 0.09196 | 0.044591 | 0.00045589
3B | 2000-2499 | 1940s | 0 | 3.1289e-05 | 0.00084946 | 0.0050592 | 0.014512 | 0.027884 | 0.042109 | 0.054457 | 0.13196 | 0.32364 | 0.20355 | 0.10315 | 0.048841 | 0.033573 | 0.010384 | 0.00045306
3C | 2000-2499 | 1940s | 0 | 1.4815e-05 | 0.00045975 | 0.0030482 | 0.0095478 | 0.019735 | 0.031705 | 0.043251 | 0.11226 | 0.30978 | 0.22074 | 0.12304 | 0.06291 | 0.046959 | 0.016537 | 0.00015034
4A | 2000-2499 | 1940s | 0 | 1.0407e-06 | 5.097e-05 | 0.00047594 | 0.0019772 | 0.0051728 | 0.01015 | 0.016458 | 0.053519 | 0.2183 | 0.23148 | 0.17504 | 0.11449 | 0.11186 | 0.061023 | 0.0012044
4B | 2000-2499 | 1940s | 0 | 2.3989e-05 | 0.00068827 | 0.0042692 | 0.012639 | 0.02491 | 0.038418 | 0.050587 | 0.12543 | 0.31996 | 0.2099 | 0.10985 | 0.053392 | 0.037739 | 0.01219 | 4.0333e-05
4C | 2000-2499 | 1940s | 0 | 2.0815e-06 | 8.9904e-05 | 0.00077239 | 0.0029963 | 0.0074025 | 0.013834 | 0.021506 | 0.06616 | 0.24494 | 0.23584 | 0.16558 | 0.102 | 0.093275 | 0.045604 | 0.00013601
5A | 2000-2499 | 1940s | 0 | 8.5222e-06 | 0.00028796 | 0.002056 | 0.0068578 | 0.01495 | 0.025135 | 0.035671 | 0.09747 | 0.29395 | 0.22977 | 0.13745 | 0.074396 | 0.059056 | 0.022938 | 0.0016577
5B | 2000-2499 | 1940s | 0 | 2.3989e-05 | 0.00068827 | 0.0042692 | 0.012639 | 0.02491 | 0.038418 | 0.050587 | 0.12543 | 0.31996 | 0.2099 | 0.10985 | 0.053392 | 0.037739 | 0.01219 | 0.00016907
6A | 2000-2499 | 1940s | 0 | 2.2482e-05 | 0.00064894 | 0.0040583 | 0.01211 | 0.024036 | 0.037303 | 0.049391 | 0.12335 | 0.3186 | 0.21177 | 0.11195 | 0.054849 | 0.039105 | 0.012805 | 0.00039667
6B | 2000-2499 | 1940s | 0 | 1.8974e-05 | 0.00056604 | 0.0036271 | 0.011036 | 0.022262 | 0.035024 | 0.046922 | 0.11898 | 0.31543 | 0.21553 | 0.11635 | 0.057977 | 0.042089 | 0.014179 | 5.2121e-05
7A | 2000-2499 | 1940s | 0 | 2.2482e-05 | 0.00064894 | 0.0040583 | 0.01211 | 0.024036 | 0.037303 | 0.049391 | 0.12335 | 0.3186 | 0.21177 | 0.11195 | 0.054849 | 0.039105 | 0.012805 | 6.4091e-05
7B | 2000-2499 | 1940s | 0 | 1.8974e-05 | 0.00056604 | 0.0036271 | 0.011036 | 0.022262 | 0.035024 | 0.046922 | 0.11898 | 0.31543 | 0.21553 | 0.11635 | 0.057977 | 0.042089 | 0.014179 | 3.7895e-06
1A | 2500-2999 | 1940s | 0 | 5.963e-07 | 3.1474e-05 | 0.00031279 | 0.0013722 | 0.0037623 | 0.0076872 | 0.012913 | 0.044012 | 0.19502 | 0.22434 | 0.18066 | 0.12432 | 0.12851 | 0.077061 | 1.7086e-05
2A | 2500-2999 | 1940s | 0 | 5.963e-07 | 3.1474e-05 | 0.00031279 | 0.0013722 | 0.0037623 | 0.0076872 | 0.012913 | 0.044012 | 0.19502 | 0.22434 | 0.18066 | 0.12432 | 0.12851 | 0.077061 | 0.0001113
2B | 2500-2999 | 1940s | 2.2222e-08 | 6.6196e-05 | 0.0015517 | 0.0082615 | 0.021647 | 0.038582 | 0.054661 | 0.066889 | 0.15099 | 0.32797 | 0.18094 | 0.083009 | 0.036294 | 0.022926 | 0.0062211 | 7.6244e-06
3A | 2500-2999 | 1940s | 0 | 5.2444e-06 | 0.00019292 | 0.0014701 | 0.0051721 | 0.011784 | 0.020567 | 0.030142 | 0.085872 | 0.27833 | 0.2343 | 0.14837 | 0.084081 | 0.070169 | 0.029544 | 0.00016104
3B | 2500-2999 | 1940s | 2.2222e-08 | 6.6196e-05 | 0.0015517 | 0.0082615 | 0.021647 | 0.038582 | 0.054661 | 0.066889 | 0.15099 | 0.32797 | 0.18094 | 0.083009 | 0.036294 | 0.022926 | 0.0062211 | 0.00013598
3C | 2500-2999 | 1940s | 0 | 3.1607e-05 | 0.00086252 | 0.0051389 | 0.014722 | 0.028235 | 0.042554 | 0.054926 | 0.13274 | 0.32398 | 0.20275 | 0.10237 | 0.048342 | 0.033138 | 0.010206 | 5.0018e-05
4A | 2500-2999 | 1940s | 0 | 2.6481e-06 | 0.00010846 | 0.0009012 | 0.0034097 | 0.0082592 | 0.015187 | 0.023288 | 0.070392 | 0.25286 | 0.23626 | 0.16209 | 0.097995 | 0.087781 | 0.041464 | 0.00051827
4B | 2500-2999 | 1940s | 1.1111e-08 | 5.0915e-05 | 0.0012738 | 0.0070645 | 0.019083 | 0.03486 | 0.05042 | 0.062812 | 0.14507 | 0.32772 | 0.18869 | 0.089414 | 0.040121 | 0.026048 | 0.0073737 | 1.365e-05
4C | 2500-2999 | 1940s | 0 | 5.0667e-06 | 0.00018628 | 0.0014249 | 0.0050338 | 0.011513 | 0.020162 | 0.029638 | 0.084773 | 0.27669 | 0.2346 | 0.14938 | 0.085032 | 0.07131 | 0.03026 | 5.4231e-05
5A | 2500-2999 | 1940s | 0 | 1.8748e-05 | 0.00055397 | 0.0035512 | 0.010835 | 0.02192 | 0.03458 | 0.046439 | 0.11812 | 0.31475 | 0.21622 | 0.11721 | 0.058608 | 0.042711 | 0.014479 | 0.00052352
5B | 2500-2999 | 1940s | 1.1111e-08 | 5.0915e-05 | 0.0012738 | 0.0070645 | 0.019083 | 0.03486 | 0.05042 | 0.062812 | 0.14507 | 0.32772 | 0.18869 | 0.089414 | 0.040121 | 0.026048 | 0.0073737 | 5.3574e-05
6A | 2500-2999 | 1940s | 1.1111e-08 | 4.6919e-05 | 0.0011947 | 0.0067147 | 0.018325 | 0.033746 | 0.049135 | 0.061558 | 0.14319 | 0.32741 | 0.19102 | 0.09144 | 0.041366 | 0.027086 | 0.0077667 | 0.0001689
6B | 2500-2999 | 1940s | 7.4074e-09 | 4.0274e-05 | 0.0010518 | 0.0060471 | 0.016824 | 0.031486 | 0.046476 | 0.058919 | 0.13914 | 0.32643 | 0.19579 | 0.095718 | 0.044044 | 0.029371 | 0.0086675 | 2.6814e-05
7A | 2500-2999 | 1940s | 1.1111e-08 | 4.6919e-05 | 0.0011947 | 0.0067147 | 0.018325 | 0.033746 | 0.049135 | 0.061558 | 0.14319 | 0.32741 | 0.19102 | 0.09144 | 0.041366 | 0.027086 | 0.0077667 | 3.317e-05
7B | 2500-2999 | 1940s | 7.4074e-09 | 4.0274e-05 | 0.0010518 | 0.0060471 | 0.016824 | 0.031486 | 0.046476 | 0.058919 | 0.13914 | 0.32643 | 0.19579 | 0.095718 | 0.044044 | 0.029371 | 0.0086675 | 1.7503e-06
1A | 3000-3999 | 1940s | 0 | 1.8963e-06 | 8.1622e-05 | 0.0007059 | 0.0027641 | 0.0068943 | 0.013 | 0.020373 | 0.063371 | 0.23935 | 0.23522 | 0.16779 | 0.10471 | 0.097128 | 0.048611 | 1.8605e-05
2A | 3000-3999 | 1940s | 0 | 1.8963e-06 | 8.1622e-05 | 0.0007059 | 0.0027641 | 0.0068943 | 0.013 | 0.020373 | 0.063371 | 0.23935 | 0.23522 | 0.16779 | 0.10471 | 0.097128 | 0.048611 | 7.2949e-05
2B | 3000-3999 | 1940s | 1.1111e-07 | 0.00016493 | 0.0031668 | 0.014568 | 0.034006 | 0.055126 | 0.072088 | 0.082322 | 0.17019 | 0.31839 | 0.14897 | 0.060353 | 0.023892 | 0.013602 | 0.0031505 | 7.0103e-06
3A | 3000-3999 | 1940s | 0 | 1.4418e-05 | 0.00044763 | 0.0029772 | 0.0093548 | 0.019393 | 0.031237 | 0.042713 | 0.11122 | 0.3087 | 0.22142 | 0.12407 | 0.063713 | 0.047785 | 0.016954 | 0.00013353
3B | 3000-3999 | 1940s | 1.1111e-07 | 0.00016493 | 0.0031668 | 0.014568 | 0.034006 | 0.055126 | 0.072088 | 0.082322 | 0.17019 | 0.31839 | 0.14897 | 0.060353 | 0.023892 | 0.013602 | 0.0031505 | 0.00010739
3C | 3000-3999 | 1940s | 2.5926e-08 | 7.9848e-05 | 0.0018222 | 0.0094323 | 0.024105 | 0.042056 | 0.058501 | 0.07046 | 0.15587 | 0.32716 | 0.17392 | 0.077595 | 0.033178 | 0.020471 | 0.0053562 | 4.2225e-05
4A | 3000-3999 | 1940s | 0 | 7.5037e-06 | 0.00025964 | 0.0018872 | 0.0063851 | 0.014081 | 0.023902 | 0.0342 | 0.094437 | 0.29004 | 0.2311 | 0.14035 | 0.076906 | 0.06188 | 0.024561 | 0.00036566
4B | 3000-3999 | 1940s | 6.6667e-08 | 0.00013041 | 0.0026409 | 0.01263 | 0.030391 | 0.050499 | 0.067428 | 0.078395 | 0.1658 | 0.32242 | 0.15751 | 0.065926 | 0.026784 | 0.015665 | 0.0037785 | 9.6672e-06
4C | 3000-3999 | 1940s | 0 | 1.3818e-05 | 0.0004313 | 0.0028852 | 0.0091143 | 0.01898 | 0.030687 | 0.042097 | 0.11007 | 0.30761 | 0.22222 | 0.12521 | 0.064591 | 0.048687 | 0.017414 | 3.4009e-05
5A | 3000-3999 | 1940s | 7.4074e-09 | 4.7133e-05 | 0.0011945 | 0.0067038 | 0.018289 | 0.03368 | 0.049047 | 0.061461 | 0.14302 | 0.32729 | 0.19117 | 0.091608 | 0.041482 | 0.027195 | 0.0078144 | 0.00038288
5B | 3000-3999 | 1940s | 6.6667e-08 | 0.00013041 | 0.0026409 | 0.01263 | 0.030391 | 0.050499 | 0.067428 | 0.078395 | 0.1658 | 0.32242 | 0.15751 | 0.065926 | 0.026784 | 0.015665 | 0.0037785 | 4.185e-05
6A | 3000-3999 | 1940s | 5.9259e-08 | 0.0001208 | 0.0024953 | 0.012078 | 0.029331 | 0.049108 | 0.065992 | 0.077154 | 0.16434 | 0.32344 | 0.16013 | 0.067703 | 0.027733 | 0.016363 | 0.0040023 | 0.00011239
6B | 3000-3999 | 1940s | 4.0741e-08 | 0.00010282 | 0.002206 | 0.010966 | 0.027175 | 0.046247 | 0.063001 | 0.074526 | 0.16112 | 0.32525 | 0.16564 | 0.071547 | 0.029813 | 0.017906 | 0.0044977 | 1.5581e-05
7A | 3000-3999 | 1940s | 5.9259e-08 | 0.0001208 | 0.0024953 | 0.012078 | 0.029331 | 0.049108 | 0.065992 | 0.077154 | 0.16434 | 0.32344 | 0.16013 | 0.067703 | 0.027733 | 0.016363 | 0.0040023 | 1.9315e-05
7B | 3000-3999 | 1940s | 4.0741e-08 | 0.00010282 | 0.002206 | 0.010966 | 0.027175 | 0.046247 | 0.063001 | 0.074526 | 0.16112 | 0.32525 | 0.16564 | 0.071547 | 0.029813 | 0.017906 | 0.0044977 | 1.1711e-06
1A | 4000+ | 1940s | 3.7056e-05 | 0.0040538 | 0.030007 | 0.0754 | 0.11294 | 0.1287 | 0.12542 | 0.11118 | 0.16743 | 0.18349 | 0.045517 | 0.01141 | 0.0030779 | 0.0011853 | 0.00015411 | 8.4194e-06
2A | 4000+ | 1940s | 3.7056e-05 | 0.0040538 | 0.030007 | 0.0754 | 0.11294 | 0.1287 | 0.12542 | 0.11118 | 0.16743 | 0.18349 | 0.045517 | 0.01141 | 0.0030779 | 0.0011853 | 0.00015411 | 4.4122e-05
2B | 4000+ | 1940s | 0.00097291 | 0.0551 | 0.17193 | 0.21126 | 0.18147 | 0.13265 | 0.08948 | 0.057904 | 0.059734 | 0.035129 | 0.0037764 | 0.0004924 | 7.71e-05 | 1.7044e-05 | 1.6444e-06 | 2.2459e-06
3A | 4000+ | 1940s | 0.00021776 | 0.014717 | 0.072745 | 0.13427 | 0.15883 | 0.14988 | 0.12482 | 0.096645 | 0.12334 | 0.1025 | 0.017717 | 0.0033535 | 0.00071821 | 0.00021877 | 2.0511e-05 | 7.5747e-05
3B | 4000+ | 1940s | 0.00097291 | 0.0551 | 0.17193 | 0.21126 | 0.18147 | 0.13265 | 0.08948 | 0.057904 | 0.059734 | 0.035129 | 0.0037764 | 0.0004924 | 7.71e-05 | 1.7044e-05 | 1.6444e-06 | 6.2341e-05
3C | 4000+ | 1940s | 0.00065352 | 0.038638 | 0.13817 | 0.1917 | 0.18121 | 0.14295 | 0.10266 | 0.070048 | 0.076872 | 0.049881 | 0.0061347 | 0.00088613 | 0.0001509 | 3.6278e-05 | 2.9444e-06 | 2.3069e-05
4A | 4000+ | 1940s | 0.00013227 | 0.0099377 | 0.055544 | 0.11339 | 0.1451 | 0.14582 | 0.12798 | 0.10365 | 0.13972 | 0.12714 | 0.024798 | 0.0051601 | 0.0011954 | 0.00039444 | 4.11e-05 | 0.00025183
4B | 4000+ | 1940s | 0.00084249 | 0.048986 | 0.16027 | 0.20519 | 0.18204 | 0.13652 | 0.094054 | 0.061961 | 0.065264 | 0.039677 | 0.0044659 | 0.00060323 | 9.7233e-05 | 2.2133e-05 | 1.9222e-06 | 3.1361e-06
4C | 4000+ | 1940s | 0.00021038 | 0.014327 | 0.071449 | 0.13283 | 0.15799 | 0.14972 | 0.12512 | 0.097166 | 0.12446 | 0.10409 | 0.018164 | 0.0034686 | 0.00074911 | 0.00023034 | 2.1878e-05 | 2.1543e-05
5A | 4000+ | 1940s | 0.00049268 | 0.029227 | 0.11512 | 0.17473 | 0.17732 | 0.14802 | 0.11135 | 0.079033 | 0.090849 | 0.063528 | 0.0086615 | 0.0013569 | 0.00024756 | 6.3878e-05 | 5.1444e-06 | 0.00021454
5B | 4000+ | 1940s | 0.00084249 | 0.048986 | 0.16027 | 0.20519 | 0.18204 | 0.13652 | 0.094054 | 0.061961 | 0.065264 | 0.039677 | 0.0044659 | 0.00060323 | 9.7233e-05 | 2.2133e-05 | 1.9222e-06 | 1.071e-05
6A | 4000+ | 1940s | 0.00082824 | 0.047314 | 0.15662 | 0.20312 | 0.18207 | 0.13766 | 0.095465 | 0.063237 | 0.067033 | 0.041167 | 0.0047003 | 0.00064226 | 0.00010459 | 2.4067e-05 | 2.1111e-06 | 7.3782e-05
6B | 4000+ | 1940s | 0.0007568 | 0.043748 | 0.14921 | 0.19871 | 0.18192 | 0.13992 | 0.098401 | 0.065956 | 0.07087 | 0.04443 | 0.0052056 | 0.00072369 | 0.00011934 | 2.7778e-05 | 2.3556e-06 | 8.2116e-07
7A | 4000+ | 1940s | 0.00082824 | 0.047314 | 0.15662 | 0.20312 | 0.18207 | 0.13766 | 0.095465 | 0.063237 | 0.067033 | 0.041167 | 0.0047003 | 0.00064226 | 0.00010459 | 2.4067e-05 | 2.1111e-06 | 1.2895e-05
7B | 4000+ | 1940s | 0.0007568 | 0.043748 | 0.14921 | 0.19871 | 0.18192 | 0.13992 | 0.098401 | 0.065956 | 0.07087 | 0.04443 | 0.0052056 | 0.00072369 | 0.00011934 | 2.7778e-05 | 2.3556e-06 | 2.4152e-08
1A | 500-749 | 1940s | 0 | 0 | 7.0741e-07 | 1.2852e-05 | 8.5578e-05 | 0.00032748 | 0.00088273 | 0.0018788 | 0.0087726 | 0.067593 | 0.13053 | 0.157 | 0.14949 | 0.22339 | 0.26003 | 4.8971e-05
2A | 500-749 | 1940s | 0 | 0 | 7.0741e-07 | 1.2852e-05 | 8.5578e-05 | 0.00032748 | 0.00088273 | 0.0018788 | 0.0087726 | 0.067593 | 0.13053 | 0.157 | 0.14949 | 0.22339 | 0.26003 | 0.00020868
2B | 500-749 | 1940s | 0 | 2.3926e-06 | 0.00010026 | 0.00084529 | 0.0032324 | 0.0078951 | 0.014617 | 0.022542 | 0.068636 | 0.24965 | 0.23616 | 0.16356 | 0.099639 | 0.090007 | 0.043119 | 2.7266e-05
3A | 500-749 | 1940s | 0 | 8.8889e-08 | 7.4407e-06 | 9.203e-05 | 0.00047681 | 0.0014953 | 0.0034183 | 0.0063218 | 0.024469 | 0.13548 | 0.19296 | 0.18328 | 0.14416 | 0.17314 | 0.1347 | 0.00028367
3B | 500-749 | 1940s | 0 | 2.3926e-06 | 0.00010026 | 0.00084529 | 0.0032324 | 0.0078951 | 0.014617 | 0.022542 | 0.068636 | 0.24965 | 0.23616 | 0.16356 | 0.099639 | 0.090007 | 0.043119 | 0.0005148
3C | 500-749 | 1940s | 0 | 9.963e-07 | 4.8937e-05 | 0.00045939 | 0.0019166 | 0.0050321 | 0.009905 | 0.016107 | 0.052585 | 0.21609 | 0.2309 | 0.17566 | 0.11546 | 0.11342 | 0.062424 | 0.0001245
4A | 500-749 | 1940s | 0 | 2.2222e-08 | 3.5482e-06 | 4.9159e-05 | 0.0002764 | 0.0009256 | 0.0022345 | 0.0043294 | 0.017827 | 0.11002 | 0.17341 | 0.17815 | 0.1493 | 0.19273 | 0.17075 | 0.0013766
4B | 500-749 | 1940s | 0 | 1.8074e-06 | 7.9333e-05 | 0.00069123 | 0.0027196 | 0.0068055 | 0.012863 | 0.020196 | 0.062957 | 0.2386 | 0.2352 | 0.16815 | 0.1051 | 0.097653 | 0.048988 | 2.4472e-05
4C | 500-749 | 1940s | 0 | 7.4074e-08 | 7.1222e-06 | 8.8533e-05 | 0.00046054 | 0.0014496 | 0.0033248 | 0.0061668 | 0.023965 | 0.13366 | 0.19168 | 0.18304 | 0.1446 | 0.17454 | 0.13702 | 0.00011096
5A | 500-749 | 1940s | 0 | 4.5926e-07 | 2.7433e-05 | 0.00028186 | 0.0012617 | 0.0035076 | 0.0072413 | 0.012264 | 0.04223 | 0.19033 | 0.22255 | 0.18149 | 0.12618 | 0.13195 | 0.080692 | 0.0011592
5B | 500-749 | 1940s | 0 | 1.8074e-06 | 7.9333e-05 | 0.00069123 | 0.0027196 | 0.0068055 | 0.012863 | 0.020196 | 0.062957 | 0.2386 | 0.2352 | 0.16815 | 0.1051 | 0.097653 | 0.048988 | 0.0001017
6A | 500-749 | 1940s | 0 | 1.6889e-06 | 7.3944e-05 | 0.00064944 | 0.0025757 | 0.0064922 | 0.012349 | 0.019499 | 0.061239 | 0.23511 | 0.23475 | 0.16948 | 0.10677 | 0.10008 | 0.050934 | 0.00018074
6B | 500-749 | 1940s | 0 | 1.363e-06 | 6.2511e-05 | 0.00056504 | 0.0022896 | 0.0058702 | 0.011324 | 0.018096 | 0.057724 | 0.22767 | 0.23349 | 0.17208 | 0.11024 | 0.10528 | 0.0553 | 2.0772e-05
7A | 500-749 | 1940s | 0 | 1.6889e-06 | 7.3944e-05 | 0.00064944 | 0.0025757 | 0.0064922 | 0.012349 | 0.019499 | 0.061239 | 0.23511 | 0.23475 | 0.16948 | 0.10677 | 0.10008 | 0.050934 | 2.0771e-05
7B | 500-749 | 1940s | 0 | 1.363e-06 | 6.2511e-05 | 0.00056504 | 0.0022896 | 0.0058702 | 0.011324 | 0.018096 | 0.057724 | 0.22767 | 0.23349 | 0.17208 | 0.11024 | 0.10528 | 0.0553 | 1.1366e-06
1A | 750-999 | 1940s | 0 | 0 | 1.2148e-06 | 1.9819e-05 | 0.00012478 | 0.00045732 | 0.0011904 | 0.00246 | 0.011043 | 0.079396 | 0.14399 | 0.16492 | 0.15093 | 0.21547 | 0.22999 | 0.00010715
2A | 750-999 | 1940s | 0 | 0 | 1.2148e-06 | 1.9819e-05 | 0.00012478 | 0.00045732 | 0.0011904 | 0.00246 | 0.011043 | 0.079396 | 0.14399 | 0.16492 | 0.15093 | 0.21547 | 0.22999 | 0.00050064
2B | 750-999 | 1940s | 0 | 3.7407e-06 | 0.00014523 | 0.0011561 | 0.0042184 | 0.0099098 | 0.017751 | 0.026607 | 0.078054 | 0.26617 | 0.23595 | 0.15546 | 0.090964 | 0.078608 | 0.035007 | 5.4428e-05
3A | 750-999 | 1940s | 0 | 1.4074e-07 | 1.1278e-05 | 0.00013265 | 0.00065784 | 0.0019873 | 0.0043986 | 0.0079087 | 0.029474 | 0.15261 | 0.20395 | 0.18441 | 0.13938 | 0.16005 | 0.11503 | 0.00077382
3B | 750-999 | 1940s | 0 | 3.7407e-06 | 0.00014523 | 0.0011561 | 0.0042184 | 0.0099098 | 0.017751 | 0.026607 | 0.078054 | 0.26617 | 0.23595 | 0.15546 | 0.090964 | 0.078608 | 0.035007 | 0.00078396
3C | 750-999 | 1940s | 0 | 1.5926e-06 | 7.1689e-05 | 0.00063568 | 0.0025342 | 0.0064083 | 0.012217 | 0.019323 | 0.060811 | 0.23423 | 0.23461 | 0.16979 | 0.10718 | 0.1007 | 0.051479 | 0.00019823
4A | 750-999 | 1940s | 0 | 4.8148e-08 | 5.6482e-06 | 7.2907e-05 | 0.00038947 | 0.0012518 | 0.002921 | 0.0054978 | 0.021782 | 0.12563 | 0.18589 | 0.18184 | 0.14645 | 0.1807 | 0.14756 | 0.0024335
4B | 750-999 | 1940s | 0 | 2.9e-06 | 0.00011589 | 0.00095131 | 0.0035686 | 0.0085868 | 0.015703 | 0.023966 | 0.071993 | 0.2558 | 0.23634 | 0.16073 | 0.096483 | 0.085755 | 0.040002 | 5.3552e-05
4C | 750-999 | 1940s | 0 | 1.3333e-07 | 1.0889e-05 | 0.00012792 | 0.00063608 | 0.0019277 | 0.0042804 | 0.0077193 | 0.028889 | 0.15071 | 0.20283 | 0.18437 | 0.13994 | 0.16148 | 0.11709 | 0.00017395
5A | 750-999 | 1940s | 0 | 8.1111e-07 | 4.1496e-05 | 0.00039898 | 0.0016989 | 0.0045371 | 0.0090592 | 0.014911 | 0.049454 | 0.20875 | 0.2289 | 0.17764 | 0.11865 | 0.11865 | 0.067314 | 0.0025083
5B | 750-999 | 1940s | 0 | 2.9e-06 | 0.00011589 | 0.00095131 | 0.0035686 | 0.0085868 | 0.015703 | 0.023966 | 0.071993 | 0.2558 | 0.23634 | 0.16073 | 0.096483 | 0.085755 | 0.040002 | 0.00019502
6A | 750-999 | 1940s | 0 | 2.6704e-06 | 0.00010837 | 0.00089724 | 0.0033918 | 0.0082168 | 0.015116 | 0.023192 | 0.070161 | 0.25245 | 0.23627 | 0.16229 | 0.098203 | 0.088047 | 0.041649 | 0.00047243
6B | 750-999 | 1940s | 0 | 2.1296e-06 | 9.123e-05 | 0.00078081 | 0.0030217 | 0.007453 | 0.013912 | 0.021606 | 0.066392 | 0.24537 | 0.23587 | 0.1654 | 0.10178 | 0.092968 | 0.045348 | 6.1958e-05
7A | 750-999 | 1940s | 0 | 2.6704e-06 | 0.00010837 | 0.00089724 | 0.0033918 | 0.0082168 | 0.015116 | 0.023192 | 0.070161 | 0.25245 | 0.23627 | 0.16229 | 0.098203 | 0.088047 | 0.041649 | 6.2293e-05
7B | 750-999 | 1940s | 0 | 2.1296e-06 | 9.123e-05 | 0.00078081 | 0.0030217 | 0.007453 | 0.013912 | 0.021606 | 0.066392 | 0.24537 | 0.23587 | 0.1654 | 0.10178 | 0.092968 | 0.045348 | 4.0405e-06
1A | 0-499 | 1950s | 0 | 0 | 3.8148e-07 | 7.6926e-06 | 5.4167e-05 | 0.00021698 | 0.00060849 | 0.0013406 | 0.0065626 | 0.055023 | 0.11463 | 0.14622 | 0.14601 | 0.23055 | 0.29879 | 4.5096e-05
2A | 0-499 | 1950s | 0 | 0 | 3.8148e-07 | 7.6926e-06 | 5.4167e-05 | 0.00021698 | 0.00060849 | 0.0013406 | 0.0065626 | 0.055023 | 0.11463 | 0.14622 | 0.14601 | 0.23055 | 0.29879 | 0.00016414
2B | 0-499 | 1950s | 0 | 1.4185e-06 | 6.4278e-05 | 0.00057613 | 0.0023233 | 0.0059381 | 0.011431 | 0.018237 | 0.058069 | 0.2284 | 0.23364 | 0.17185 | 0.10991 | 0.10475 | 0.054812 | 3.4552e-05
3A | 0-499 | 1950s | 0 | 3.3333e-08 | 4.2185e-06 | 5.7133e-05 | 0.00031546 | 0.0010409 | 0.0024817 | 0.0047567 | 0.019302 | 0.11604 | 0.17842 | 0.17978 | 0.14832 | 0.1881 | 0.16139 | 0.00020413
3B | 0-499 | 1950s | 0 | 1.4185e-06 | 6.4278e-05 | 0.00057613 | 0.0023233 | 0.0059381 | 0.011431 | 0.018237 | 0.058069 | 0.2284 | 0.23364 | 0.17185 | 0.10991 | 0.10475 | 0.054812 | 0.00055493
3C | 0-499 | 1950s | 0 | 5.4074e-07 | 3.0085e-05 | 0.00030337 | 0.0013412 | 0.0036944 | 0.0075726 | 0.01275 | 0.043576 | 0.1939 | 0.22393 | 0.18086 | 0.12476 | 0.12933 | 0.077941 | 0.00013197
4A | 0-499 | 1950s | 0 | 1.1111e-08 | 1.9704e-06 | 3.0074e-05 | 0.0001802 | 0.00063443 | 0.0015962 | 0.0032034 | 0.013823 | 0.092651 | 0.1576 | 0.17176 | 0.15101 | 0.20589 | 0.20162 | 0.00085196
4B | 0-499 | 1950s | 0 | 1.0259e-06 | 4.9722e-05 | 0.00046496 | 0.0019363 | 0.0050783 | 0.0099869 | 0.016227 | 0.052912 | 0.21689 | 0.23111 | 0.17544 | 0.11511 | 0.11286 | 0.061924 | 1.8758e-05
4C | 0-499 | 1950s | 0 | 2.963e-08 | 3.9963e-06 | 5.4707e-05 | 0.00030412 | 0.001008 | 0.0024118 | 0.0046359 | 0.018884 | 0.11433 | 0.177 | 0.17934 | 0.14863 | 0.18944 | 0.16395 | 7.9341e-05
5A | 0-499 | 1950s | 0 | 2.5185e-07 | 1.6718e-05 | 0.00018414 | 0.00087183 | 0.0025395 | 0.0054552 | 0.0095624 | 0.034465 | 0.16831 | 0.21263 | 0.18406 | 0.13428 | 0.14819 | 0.099441 | 0.00070747
5B | 0-499 | 1950s | 0 | 1.0259e-06 | 4.9722e-05 | 0.00046496 | 0.0019363 | 0.0050783 | 0.0099869 | 0.016227 | 0.052912 | 0.21689 | 0.23111 | 0.17544 | 0.11511 | 0.11286 | 0.061924 | 9.1704e-05
6A | 0-499 | 1950s | 0 | 9.4815e-07 | 4.6563e-05 | 0.00043737 | 0.0018328 | 0.0048371 | 0.0095688 | 0.015631 | 0.051345 | 0.21325 | 0.2302 | 0.17648 | 0.1167 | 0.11542 | 0.064251 | 0.00015322
6B | 0-499 | 1950s | 0 | 7.5926e-07 | 3.8989e-05 | 0.0003782 | 0.0016211 | 0.0043536 | 0.0087354 | 0.014441 | 0.048181 | 0.2056 | 0.22795 | 0.17841 | 0.11998 | 0.12089 | 0.069423 | 1.5051e-05
7A | 0-499 | 1950s | 0 | 9.4815e-07 | 4.6563e-05 | 0.00043737 | 0.0018328 | 0.0048371 | 0.0095688 | 0.015631 | 0.051345 | 0.21325 | 0.2302 | 0.17648 | 0 | 0 | 0 | 1.5434e-05 | 12.9602 | 8.9 | 8.8178 | 0.325 | 7
7B | 0-499 | 1950s | 0 | 7.5926e-07 | 3.8989e-05 | 0.0003782 | 0.0016211 | 0.0043536 | 0.0087354 | 0.014441 | 0.048181 | 0.2056 | 0.22795 | 0.17841 | 0.11998 | 0.12089 | 0.069423 | 6.7497e-07
1A | 1000-1499 | 1950s | 0 | 1.4815e-08 | 2.2926e-06 | 3.387e-05 | 0.0001995 | 0.00069371 | 0.0017283 | 0.0034404 | 0.014687 | 0.096579 | 0.16138 | 0.17345 | 0.15078 | 0.20295 | 0.19408 | 0.0004802
2A | 1000-1499 | 1950s | 0 | 1.4815e-08 | 2.2926e-06 | 3.387e-05 | 0.0001995 | 0.00069371 | 0.0017283 | 0.0034404 | 0.014687 | 0.096579 | 0.16138 | 0.17345 | 0.15078 | 0.20295 | 0.19408 | 0.0027254
2B | 1000-1499 | 1950s | 0 | 6.5296e-06 | 0.00023038 | 0.0017063 | 0.0058669 | 0.013115 | 0.02252 | 0.032543 | 0.091015 | 0.28563 | 0.23258 | 0.14358 | 0.079716 | 0.065065 | 0.026431 | 0.00042603
3A | 1000-1499 | 1950s | 0 | 3.2222e-07 | 2.0207e-05 | 0.00021532 | 0.00099584 | 0.0028487 | 0.0060295 | 0.010438 | 0.037018 | 0.1758 | 0.21628 | 0.18344 | 0.13164 | 0.14262 | 0.092658 | 0.0037486
3B | 1000-1499 | 1950s | 0 | 6.5296e-06 | 0.00023038 | 0.0017063 | 0.0058669 | 0.013115 | 0.02252 | 0.032543 | 0.091015 | 0.28563 | 0.23258 | 0.14358 | 0.079716 | 0.065065 | 0.026431 | 0.0044565
3C | 1000-1499 | 1950s | 0 | 2.9518e-06 | 0.00011793 | 0.00096639 | 0.0036182 | 0.00869 | 0.015865 | 0.024176 | 0.072478 | 0.25662 | 0.2363 | 0.1603 | 0.096048 | 0.0852 | 0.039616 | 0.0011107
4A | 1000-1499 | 1950s | 0 | 1.2222e-07 | 9.8741e-06 | 0.0001183 | 0.00059572 | 0.0018222 | 0.0040756 | 0.0073938 | 0.027883 | 0.14737 | 0.20077 | 0.18424 | 0.14092 | 0.16403 | 0.12077 | 0.0074506
4B | 1000-1499 | 1950s | 0 | 5.0444e-06 | 0.00018541 | 0.0014181 | 0.005011 | 0.011466 | 0.02009 | 0.029546 | 0.084572 | 0.27639 | 0.23466 | 0.14956 | 0.085203 | 0.071511 | 0.03038 | 0.00029107
4C | 1000-1499 | 1950s | 0 | 3e-07 | 1.9156e-05 | 0.00020633 | 0.00096097 | 0.0027633 | 0.0058731 | 0.010202 | 0.036339 | 0.17384 | 0.21535 | 0.18361 | 0.13233 | 0.14407 | 0.094437 | 0.00079539
5A | 1000-1499 | 1950s | 0 | 1.563e-06 | 6.9611e-05 | 0.00061759 | 0.002468 | 0.0062581 | 0.011963 | 0.01897 | 0.059913 | 0.2323 | 0.23429 | 0.17048 | 0.10809 | 0.10203 | 0.05255 | 0.0095929
5B | 1000-1499 | 1950s | 0 | 5.0444e-06 | 0.00018541 | 0.0014181 | 0.005011 | 0.011466 | 0.02009 | 0.029546 | 0.084572 | 0.27639 | 0.23466 | 0.14956 | 0.085203 | 0.071511 | 0.03038 | 0.00096981
6A | 1000-1499 | 1950s | 0 | 4.5407e-06 | 0.00017127 | 0.0013312 | 0.0047577 | 0.010981 | 0.019372 | 0.028656 | 0.082626 | 0.27343 | 0.23511 | 0.15134 | 0.086911 | 0.073591 | 0.031718 | 0.0018677
6B | 1000-1499 | 1950s | 0 | 3.9963e-06 | 0.00015028 | 0.0011818 | 0.0042849 | 0.010029 | 0.01792 | 0.026813 | 0.078504 | 0.26689 | 0.23588 | 0.15505 | 0.090545 | 0.07808 | 0.034664 | 0.00018923
7A | 1000-1499 | 1950s | 0 | 4.5407e-06 | 0.00017127 | 0.0013312 | 0.0047577 | 0.010981 | 0.019372 | 0.028656 | 0.082626 | 0.27343 | 0.23511 | 0.15134 | 0.086911 | 0.073591 | 0.031718 | 0.00021498
7B | 1000-1499 | 1950s | 0 | 3.9963e-06 | 0.00015028 | 0.0011818 | 0.0042849 | 0.010029 | 0.01792 | 0.026813 | 0.078504 | 0.26689 | 0.23588 | 0.15505 | 0.090545 | 0.07808 | 0.034664 | 1.0922e-05
1A | 1500-1999 | 1950s | 0 | 5.1852e-08 | 5.7259e-06 | 7.35e-05 | 0.00039169 | 0.0012575 | 0.0029324 | 0.0055167 | 0.021845 | 0.12588 | 0.18608 | 0.18188 | 0.14639 | 0.1805 | 0.14725 | 0.00030197
2A | 1500-1999 | 1950s | 0 | 5.1852e-08 | 5.7259e-06 | 7.35e-05 | 0.00039169 | 0.0012575 | 0.0029324 | 0.0055167 | 0.021845 | 0.12588 | 0.18608 | 0.18188 | 0.14639 | 0.1805 | 0.14725 | 0.0016726
2B | 1500-1999 | 1950s | 0 | 1.4422e-05 | 0.00044771 | 0.0029772 | 0.0093562 | 0.019399 | 0.031251 | 0.042736 | 0.11129 | 0.30885 | 0.22143 | 0.12401 | 0.063644 | 0.047696 | 0.016897 | 0.00023648
3A | 1500-1999 | 1950s | 0 | 8.7778e-07 | 4.4318e-05 | 0.00042142 | 0.0017787 | 0.0047173 | 0.0093659 | 0.015344 | 0.050588 | 0.21143 | 0.22967 | 0.17695 | 0.11749 | 0.11673 | 0.065475 | 0.002291
3B | 1500-1999 | 1950s | 0 | 1.4422e-05 | 0.00044771 | 0.0029772 | 0.0093562 | 0.019399 | 0.031251 | 0.042736 | 0.11129 | 0.30885 | 0.22143 | 0.12401 | 0.063644 | 0.047696 | 0.016897 | 0.0021827
3C | 1500-1999 | 1950s | 0 | 6.7222e-06 | 0.00023622 | 0.0017411 | 0.0059618 | 0.013283 | 0.022752 | 0.032812 | 0.091553 | 0.28631 | 0.23237 | 0.14308 | 0.079263 | 0.064527 | 0.026095 | 0.00055863
4A | 1500-1999 | 1950s | 0 | 3.9259e-07 | 2.3263e-05 | 0.00024261 | 0.0011042 | 0.0031177 | 0.0065269 | 0.011193 | 0.039196 | 0.18202 | 0.2191 | 0.18271 | 0.12934 | 0.13802 | 0.087403 | 0.0051686
4B | 1500-1999 | 1950s | 0 | 1.1119e-05 | 0.00036112 | 0.0024899 | 0.0080607 | 0.01713 | 0.028178 | 0.039235 | 0.10458 | 0.30209 | 0.22584 | 0.1306 | 0.068782 | 0.053009 | 0.019635 | 0.00018429
4C | 1500-1999 | 1950s | 0 | 8.4444e-07 | 4.2604e-05 | 0.0004064 | 0.0017227 | 0.0045876 | 0.0091419 | 0.015025 | 0.049748 | 0.20943 | 0.22909 | 0.17745 | 0.11834 | 0.11815 | 0.066856 | 0.00042996
5A | 1500-1999 | 1950s | 0 | 3.7481e-06 | 0.00014381 | 0.0011412 | 0.0041651 | 0.0097969 | 0.017575 | 0.026382 | 0.077554 | 0.26538 | 0.23603 | 0.15588 | 0.09139 | 0.079157 | 0.035401 | 0.0065128
5B | 1500-1999 | 1950s | 0 | 1.1119e-05 | 0.00036112 | 0.0024899 | 0.0080607 | 0.01713 | 0.028178 | 0.039235 | 0.10458 | 0.30209 | 0.22584 | 0.1306 | 0.068782 | 0.053009 | 0.019635 | 0.00055287
6A | 1500-1999 | 1950s | 0 | 1.0515e-05 | 0.00034031 | 0.0023606 | 0.0076992 | 0.016477 | 0.027273 | 0.038183 | 0.1025 | 0.2998 | 0.22705 | 0.13261 | 0.070403 | 0.054731 | 0.020554 | 0.0012768
6B | 1500-1999 | 1950s | 0 | 8.9185e-06 | 0.00029609 | 0.0020976 | 0.0069671 | 0.015145 | 0.025409 | 0.035995 | 0.098129 | 0.29475 | 0.22943 | 0.13681 | 0.073865 | 0.05848 | 0.022622 | 0.00021768
7A | 1500-1999 | 1950s | 0 | 1.0515e-05 | 0.00034031 | 0.0023606 | 0.0076992 | 0.016477 | 0.027273 | 0.038183 | 0.1025 | 0.2998 | 0.22705 | 0.13261 | 0.070403 | 0.054731 | 0.020554 | 0.00014844
7B | 1500-1999 | 1950s | 0 | 8.9185e-06 | 0.00029609 | 0.0020976 | 0.0069671 | 0.015145 | 0.025409 | 0.035995 | 0.098129 | 0.29475 | 0.22943 | 0.13681 | 0.073865 | 0.05848 | 0.022622 | 1.4459e-05
1A | 2000-2499 | 1950s | 0 | 2e-07 | 1.3607e-05 | 0.00015421 | 0.0007471 | 0.0022182 | 0.0048429 | 0.0086088 | 0.031611 | 0.1595 | 0.20793 | 0.18441 | 0.13721 | 0.15481 | 0.10794 | 0.00015381
2A | 2000-2499 | 1950s | 0 | 2e-07 | 1.3607e-05 | 0.00015421 | 0.0007471 | 0.0022182 | 0.0048429 | 0.0086088 | 0.031611 | 0.1595 | 0.20793 | 0.18441 | 0.13721 | 0.15481 | 0.10794 | 0.00081135
2B | 2000-2499 | 1950s | 0 | 3.1289e-05 | 0.00084946 | 0.0050592 | 0.014512 | 0.027884 | 0.042109 | 0.054457 | 0.13196 | 0.32364 | 0.20355 | 0.10315 | 0.048841 | 0.033573 | 0.010384 | 0.00012488
3A | 2000-2499 | 1950s | 0 | 2.2e-06 | 9.4063e-05 | 0.00080199 | 0.0030919 | 0.0076006 | 0.014147 | 0.021918 | 0.067141 | 0.24681 | 0.23599 | 0.16479 | 0.10106 | 0.09196 | 0.044591 | 0.00104
3B | 2000-2499 | 1950s | 0 | 3.1289e-05 | 0.00084946 | 0.0050592 | 0.014512 | 0.027884 | 0.042109 | 0.054457 | 0.13196 | 0.32364 | 0.20355 | 0.10315 | 0.048841 | 0.033573 | 0.010384 | 0.0011582
3C | 2000-2499 | 1950s | 0 | 1.4815e-05 | 0.00045975 | 0.0030482 | 0.0095478 | 0.019735 | 0.031705 | 0.043251 | 0.11226 | 0.30978 | 0.22074 | 0.12304 | 0.06291 | 0.046959 | 0.016537 | 0.00034512
4A | 2000-2499 | 1950s | 0 | 1.0407e-06 | 5.097e-05 | 0.00047594 | 0.0019772 | 0.0051728 | 0.01015 | 0.016458 | 0.053519 | 0.2183 | 0.23148 | 0.17504 | 0.11449 | 0.11186 | 0.061023 | 0.0025063
4B | 2000-2499 | 1950s | 0 | 2.3989e-05 | 0.00068827 | 0.0042692 | 0.012639 | 0.02491 | 0.038418 | 0.050587 | 0.12543 | 0.31996 | 0.2099 | 0.10985 | 0.053392 | 0.037739 | 0.01219 | 8.4855e-05
4C | 2000-2499 | 1950s | 0 | 2.0815e-06 | 8.9904e-05 | 0.00077239 | 0.0029963 | 0.0074025 | 0.013834 | 0.021506 | 0.06616 | 0.24494 | 0.23584 | 0.16558 | 0.102 | 0.093275 | 0.045604 | 0.00021804
5A | 2000-2499 | 1950s | 0 | 8.5222e-06 | 0.00028796 | 0.002056 | 0.0068578 | 0.01495 | 0.025135 | 0.035671 | 0.09747 | 0.29395 | 0.22977 | 0.13745 | 0.074396 | 0.059056 | 0.022938 | 0.0037401
5B | 2000-2499 | 1950s | 0 | 2.3989e-05 | 0.00068827 | 0.0042692 | 0.012639 | 0.02491 | 0.038418 | 0.050587 | 0.12543 | 0.31996 | 0.2099 | 0.10985 | 0.053392 | 0.037739 | 0.01219 | 0.00038697
6A | 2000-2499 | 1950s | 0 | 2.2482e-05 | 0.00064894 | 0.0040583 | 0.01211 | 0.024036 | 0.037303 | 0.049391 | 0.12335 | 0.3186 | 0.21177 | 0.11195 | 0.054849 | 0.039105 | 0.012805 | 0.000786
6B | 2000-2499 | 1950s | 0 | 1.8974e-05 | 0.00056604 | 0.0036271 | 0.011036 | 0.022262 | 0.035024 | 0.046922 | 0.11898 | 0.31543 | 0.21553 | 0.11635 | 0.057977 | 0.042089 | 0.014179 | 9.4068e-05
7A | 2000-2499 | 1950s | 0 | 2.2482e-05 | 0.00064894 | 0.0040583 | 0.01211 | 0.024036 | 0.037303 | 0.049391 | 0.12335 | 0.3186 | 0.21177 | 0.11195 | 0.054849 | 0.039105 | 0.012805 | 0.00010361
7B | 2000-2499 | 1950s | 0 | 1.8974e-05 | 0.00056604 | 0.0036271 | 0.011036 | 0.022262 | 0.035024 | 0.046922 | 0.11898 | 0.31543 | 0.21553 | 0.11635 | 0.057977 | 0.042089 | 0.014179 | 6.1135e-06
1A | 2500-2999 | 1950s | 0 | 5.963e-07 | 3.1474e-05 | 0.00031279 | 0.0013722 | 0.0037623 | 0.0076872 | 0.012913 | 0.044012 | 0.19502 | 0.22434 | 0.18066 | 0.12432 | 0.12851 | 0.077061 | 6.5172e-05
2A | 2500-2999 | 1950s | 0 | 5.963e-07 | 3.1474e-05 | 0.00031279 | 0.0013722 | 0.0037623 | 0.0076872 | 0.012913 | 0.044012 | 0.19502 | 0.22434 | 0.18066 | 0.12432 | 0.12851 | 0.077061 | 0.00032059
2B | 2500-2999 | 1950s | 2.2222e-08 | 6.6196e-05 | 0.0015517 | 0.0082615 | 0.021647 | 0.038582 | 0.054661 | 0.066889 | 0.15099 | 0.32797 | 0.18094 | 0.083009 | 0.036294 | 0.022926 | 0.0062211 | 2.6094e-05
3A | 2500-2999 | 1950s | 0 | 5.2444e-06 | 0.00019292 | 0.0014701 | 0.0051721 | 0.011784 | 0.020567 | 0.030142 | 0.085872 | 0.27833 | 0.2343 | 0.14837 | 0.084081 | 0.070169 | 0.029544 | 0.00038247
3B | 2500-2999 | 1950s | 2.2222e-08 | 6.6196e-05 | 0.0015517 | 0.0082615 | 0.021647 | 0.038582 | 0.054661 | 0.066889 | 0.15099 | 0.32797 | 0.18094 | 0.083009 | 0.036294 | 0.022926 | 0.0062211 | 0.00034615
3C | 2500-2999 | 1950s | 0 | 3.1607e-05 | 0.00086252 | 0.0051389 | 0.014722 | 0.028235 | 0.042554 | 0.054926 | 0.13274 | 0.32398 | 0.20275 | 0.10237 | 0.048342 | 0.033138 | 0.010206 | 0.00011009
4A | 2500-2999 | 1950s | 0 | 2.6481e-06 | 0.00010846 | 0.0009012 | 0.0034097 | 0.0082592 | 0.015187 | 0.023288 | 0.070392 | 0.25286 | 0.23626 | 0.16209 | 0.097995 | 0.087781 | 0.041464 | 0.0011675
4B | 2500-2999 | 1950s | 1.1111e-08 | 5.0915e-05 | 0.0012738 | 0.0070645 | 0.019083 | 0.03486 | 0.05042 | 0.062812 | 0.14507 | 0.32772 | 0.18869 | 0.089414 | 0.040121 | 0.026048 | 0.0073737 | 2.8776e-05
4C | 2500-2999 | 1950s | 0 | 5.0667e-06 | 0.00018628 | 0.0014249 | 0.0050338 | 0.011513 | 0.020162 | 0.029638 | 0.084773 | 0.27669 | 0.2346 | 0.14938 | 0.085032 | 0.07131 | 0.03026 | 8.4471e-05
5A | 2500-2999 | 1950s | 0 | 1.8748e-05 | 0.00055397 | 0.0035512 | 0.010835 | 0.02192 | 0.03458 | 0.046439 | 0.11812 | 0.31475 | 0.21622 | 0.11721 | 0.058608 | 0.042711 | 0.014479 | 0.0011614
5B | 2500-2999 | 1950s | 1.1111e-08 | 5.0915e-05 | 0.0012738 | 0.0070645 | 0.019083 | 0.03486 | 0.05042 | 0.062812 | 0.14507 | 0.32772 | 0.18869 | 0.089414 | 0.040121 | 0.026048 | 0.0073737 | 0.00011317
6A | 2500-2999 | 1950s | 1.1111e-08 | 4.6919e-05 | 0.0011947 | 0.0067147 | 0.018325 | 0.033746 | 0.049135 | 0.061558 | 0.14319 | 0.32741 | 0.19102 | 0.09144 | 0.041366 | 0.027086 | 0.0077667 | 0.00034364
6B | 2500-2999 | 1950s | 7.4074e-09 | 4.0274e-05 | 0.0010518 | 0.0060471 | 0.016824 | 0.031486 | 0.046476 | 0.058919 | 0.13914 | 0.32643 | 0.19579 | 0.095718 | 0.044044 | 0.029371 | 0.0086675 | 4.9619e-05
7A | 2500-2999 | 1950s | 1.1111e-08 | 4.6919e-05 | 0.0011947 | 0.0067147 | 0.018325 | 0.033746 | 0.049135 | 0.061558 | 0.14319 | 0.32741 | 0.19102 | 0.09144 | 0.041366 | 0.027086 | 0.0077667 | 5.4031e-05
7B | 2500-2999 | 1950s | 7.4074e-09 | 4.0274e-05 | 0.0010518 | 0.0060471 | 0.016824 | 0.031486 | 0.046476 | 0.058919 | 0.13914 | 0.32643 | 0.19579 | 0.095718 | 0.044044 | 0.029371 | 0.0086675 | 2.8986e-06
1A | 3000-3999 | 1950s | 0 | 1.8963e-06 | 8.1622e-05 | 0.0007059 | 0.0027641 | 0.0068943 | 0.013 | 0.020373 | 0.063371 | 0.23935 | 0.23522 | 0.16779 | 0.10471 | 0.097128 | 0.048611 | 7.3493e-05
2A | 3000-3999 | 1950s | 0 | 1.8963e-06 | 8.1622e-05 | 0.0007059 | 0.0027641 | 0.0068943 | 0.013 | 0.020373 | 0.063371 | 0.23935 | 0.23522 | 0.16779 | 0.10471 | 0.097128 | 0.048611 | 0.00023263
2B | 3000-3999 | 1950s | 1.1111e-07 | 0.00016493 | 0.0031668 | 0.014568 | 0.034006 | 0.055126 | 0.072088 | 0.082322 | 0.17019 | 0.31839 | 0.14897 | 0.060353 | 0.023892 | 0.013602 | 0.0031505 | 2.499e-05
3A | 3000-3999 | 1950s | 0 | 1.4418e-05 | 0.00044763 | 0.0029772 | 0.0093548 | 0.019393 | 0.031237 | 0.042713 | 0.11122 | 0.3087 | 0.22142 | 0.12407 | 0.063713 | 0.047785 | 0.016954 | 0.00030606
3B | 3000-3999 | 1950s | 1.1111e-07 | 0.00016493 | 0.0031668 | 0.014568 | 0.034006 | 0.055126 | 0.072088 | 0.082322 | 0.17019 | 0.31839 | 0.14897 | 0.060353 | 0.023892 | 0.013602 | 0.0031505 | 0.00027826
3C | 3000-3999 | 1950s | 2.5926e-08 | 7.9848e-05 | 0.0018222 | 0.0094323 | 0.024105 | 0.042056 | 0.058501 | 0.07046 | 0.15587 | 0.32716 | 0.17392 | 0.077595 | 0.033178 | 0.020471 | 0.0053562 | 9.9463e-05
4A | 3000-3999 | 1950s | 0 | 7.5037e-06 | 0.00025964 | 0.0018872 | 0.0063851 | 0.014081 | 0.023902 | 0.0342 | 0.094437 | 0.29004 | 0.2311 | 0.14035 | 0.076906 | 0.06188 | 0.024561 | 0.00078481
4B | 3000-3999 | 1950s | 6.6667e-08 | 0.00013041 | 0.0026409 | 0.01263 | 0.030391 | 0.050499 | 0.067428 | 0.078395 | 0.1658 | 0.32242 | 0.15751 | 0.065926 | 0.026784 | 0.015665 | 0.0037785 | 1.9856e-05
4C | 3000-3999 | 1950s | 0 | 1.3818e-05 | 0.0004313 | 0.0028852 | 0.0091143 | 0.01898 | 0.030687 | 0.042097 | 0.11007 | 0.30761 | 0.22222 | 0.12521 | 0.064591 | 0.048687 | 0.017414 | 5.6884e-05
5A | 3000-3999 | 1950s | 7.4074e-09 | 4.7133e-05 | 0.0011945 | 0.0067038 | 0.018289 | 0.03368 | 0.049047 | 0.061461 | 0.14302 | 0.32729 | 0.19117 | 0.091608 | 0.041482 | 0.027195 | 0.0078144 | 0.00084851
5B | 3000-3999 | 1950s | 6.6667e-08 | 0.00013041 | 0.0026409 | 0.01263 | 0.030391 | 0.050499 | 0.067428 | 0.078395 | 0.1658 | 0.32242 | 0.15751 | 0.065926 | 0.026784 | 0.015665 | 0.0037785 | 9.1484e-05
6A | 3000-3999 | 1950s | 5.9259e-08 | 0.0001208 | 0.0024953 | 0.012078 | 0.029331 | 0.049108 | 0.065992 | 0.077154 | 0.16434 | 0.32344 | 0.16013 | 0.067703 | 0.027733 | 0.016363 | 0.0040023 | 0.00021881
6B | 3000-3999 | 1950s | 4.0741e-08 | 0.00010282 | 0.002206 | 0.010966 | 0.027175 | 0.046247 | 0.063001 | 0.074526 | 0.16112 | 0.32525 | 0.16564 | 0.071547 | 0.029813 | 0.017906 | 0.0044977 | 2.7667e-05
7A | 3000-3999 | 1950s | 5.9259e-08 | 0.0001208 | 0.0024953 | 0.012078 | 0.029331 | 0.049108 | 0.065992 | 0.077154 | 0.16434 | 0.32344 | 0.16013 | 0.067703 | 0.027733 | 0.016363 | 0.0040023 | 3.2465e-05
7B | 3000-3999 | 1950s | 4.0741e-08 | 0.00010282 | 0.002206 | 0.010966 | 0.027175 | 0.046247 | 0.063001 | 0.074526 | 0.16112 | 0.32525 | 0.16564 | 0.071547 | 0.029813 | 0.017906 | 0.0044977 | 1.8813e-06
1A | 4000+ | 1950s | 3.7056e-05 | 0.0040538 | 0.030007 | 0.0754 | 0.11294 | 0.1287 | 0.12542 | 0.11118 | 0.16743 | 0.18349 | 0.045517 | 0.01141 | 0.0030779 | 0.0011853 | 0.00015411 | 3.0112e-05
2A | 4000+ | 1950s | 3.7056e-05 | 0.0040538 | 0.030007 | 0.0754 | 0.11294 | 0.1287 | 0.12542 | 0.11118 | 0.16743 | 0.18349 | 0.045517 | 0.01141 | 0.0030779 | 0.0011853 | 0.00015411 | 0.000127
2B | 4000+ | 1950s | 0.00097291 | 0.0551 | 0.17193 | 0.21126 | 0.18147 | 0.13265 | 0.08948 | 0.057904 | 0.059734 | 0.035129 | 0.0037764 | 0.0004924 | 7.71e-05 | 1.7044e-05 | 1.6444e-06 | 7.8706e-06
3A | 4000+ | 1950s | 0.00021776 | 0.014717 | 0.072745 | 0.13427 | 0.15883 | 0.14988 | 0.12482 | 0.096645 | 0.12334 | 0.1025 | 0.017717 | 0.0033535 | 0.00071821 | 0.00021877 | 2.0511e-05 | 0.0001753
3B | 4000+ | 1950s | 0.00097291 | 0.0551 | 0.17193 | 0.21126 | 0.18147 | 0.13265 | 0.08948 | 0.057904 | 0.059734 | 0.035129 | 0.0037764 | 0.0004924 | 7.71e-05 | 1.7044e-05 | 1.6444e-06 | 0.00015576
3C | 4000+ | 1950s | 0.00065352 | 0.038638 | 0.13817 | 0.1917 | 0.18121 | 0.14295 | 0.10266 | 0.070048 | 0.076872 | 0.049881 | 0.0061347 | 0.00088613 | 0.0001509 | 3.6278e-05 | 2.9444e-06 | 5.2829e-05
4A | 4000+ | 1950s | 0.00013227 | 0.0099377 | 0.055544 | 0.11339 | 0.1451 | 0.14582 | 0.12798 | 0.10365 | 0.13972 | 0.12714 | 0.024798 | 0.0051601 | 0.0011954 | 0.00039444 | 4.11e-05 | 0.0005123
4B | 4000+ | 1950s | 0.00084249 | 0.048986 | 0.16027 | 0.20519 | 0.18204 | 0.13652 | 0.094054 | 0.061961 | 0.065264 | 0.039677 | 0.0044659 | 0.00060323 | 9.7233e-05 | 2.2133e-05 | 1.9222e-06 | 6.9799e-06
4C | 4000+ | 1950s | 0.00021038 | 0.014327 | 0.071449 | 0.13283 | 0.15799 | 0.14972 | 0.12512 | 0.097166 | 0.12446 | 0.10409 | 0.018164 | 0.0034686 | 0.00074911 | 0.00023034 | 2.1878e-05 | 3.3222e-05
5A | 4000+ | 1950s | 0.00049268 | 0.029227 | 0.11512 | 0.17473 | 0.17732 | 0.14802 | 0.11135 | 0.079033 | 0.090849 | 0.063528 | 0.0086615 | 0.0013569 | 0.00024756 | 6.3878e-05 | 5.1444e-06 | 0.00042269
5B | 4000+ | 1950s | 0.00084249 | 0.048986 | 0.16027 | 0.20519 | 0.18204 | 0.13652 | 0.094054 | 0.061961 | 0.065264 | 0.039677 | 0.0044659 | 0.00060323 | 9.7233e-05 | 2.2133e-05 | 1.9222e-06 | 2.1477e-05
6A | 4000+ | 1950s | 0.00082824 | 0.047314 | 0.15662 | 0.20312 | 0.18207 | 0.13766 | 0.095465 | 0.063237 | 0.067033 | 0.041167 | 0.0047003 | 0.00064226 | 0.00010459 | 2.4067e-05 | 2.1111e-06 | 0.00013495
6B | 4000+ | 1950s | 0.0007568 | 0.043748 | 0.14921 | 0.19871 | 0.18192 | 0.13992 | 0.098401 | 0.065956 | 0.07087 | 0.04443 | 0.0052056 | 0.00072369 | 0.00011934 | 2.7778e-05 | 2.3556e-06 | 1.4486e-06
7A | 4000+ | 1950s | 0.00082824 | 0.047314 | 0.15662 | 0.20312 | 0.18207 | 0.13766 | 0.095465 | 0.063237 | 0.067033 | 0.041167 | 0.0047003 | 0.00064226 | 0.00010459 | 2.4067e-05 | 2.1111e-06 | 2.0366e-05
7B | 4000+ | 1950s | 0.0007568 | 0.043748 | 0.14921 | 0.19871 | 0.18192 | 0.13992 | 0.098401 | 0.065956 | 0.07087 | 0.04443 | 0.0052056 | 0.00072369 | 0.00011934 | 2.7778e-05 | 2.3556e-06 | 4.1694e-08
1A | 500-749 | 1950s | 0 | 0 | 7.0741e-07 | 1.2852e-05 | 8.5578e-05 | 0.00032748 | 0.00088273 | 0.0018788 | 0.0087726 | 0.067593 | 0.13053 | 0.157 | 0.14949 | 0.22339 | 0.26003 | 0.00012182
2A | 500-749 | 1950s | 0 | 0 | 7.0741e-07 | 1.2852e-05 | 8.5578e-05 | 0.00032748 | 0.00088273 | 0.0018788 | 0.0087726 | 0.067593 | 0.13053 | 0.157 | 0.14949 | 0.22339 | 0.26003 | 0.00049499
2B | 500-749 | 1950s | 0 | 2.3926e-06 | 0.00010026 | 0.00084529 | 0.0032324 | 0.0078951 | 0.014617 | 0.022542 | 0.068636 | 0.24965 | 0.23616 | 0.16356 | 0.099639 | 0.090007 | 0.043119 | 9.879e-05
3A | 500-749 | 1950s | 0 | 8.8889e-08 | 7.4407e-06 | 9.203e-05 | 0.00047681 | 0.0014953 | 0.0034183 | 0.0063218 | 0.024469 | 0.13548 | 0.19296 | 0.18328 | 0.14416 | 0.17314 | 0.1347 | 0.00062012
3B | 500-749 | 1950s | 0 | 2.3926e-06 | 0.00010026 | 0.00084529 | 0.0032324 | 0.0078951 | 0.014617 | 0.022542 | 0.068636 | 0.24965 | 0.23616 | 0.16356 | 0.099639 | 0.090007 | 0.043119 | 0.0011023
3C | 500-749 | 1950s | 0 | 9.963e-07 | 4.8937e-05 | 0.00045939 | 0.0019166 | 0.0050321 | 0.009905 | 0.016107 | 0.052585 | 0.21609 | 0.2309 | 0.17566 | 0.11546 | 0.11342 | 0.062424 | 0.00024497
4A | 500-749 | 1950s | 0 | 2.2222e-08 | 3.5482e-06 | 4.9159e-05 | 0.0002764 | 0.0009256 | 0.0022345 | 0.0043294 | 0.017827 | 0.11002 | 0.17341 | 0.17815 | 0.1493 | 0.19273 | 0.17075 | 0.0021583
4B | 500-749 | 1950s | 0 | 1.8074e-06 | 7.9333e-05 | 0.00069123 | 0.0027196 | 0.0068055 | 0.012863 | 0.020196 | 0.062957 | 0.2386 | 0.2352 | 0.16815 | 0.1051 | 0.097653 | 0.048988 | 5.7429e-05
4C | 500-749 | 1950s | 0 | 7.4074e-08 | 7.1222e-06 | 8.8533e-05 | 0.00046054 | 0.0014496 | 0.0033248 | 0.0061668 | 0.023965 | 0.13366 | 0.19168 | 0.18304 | 0.1446 | 0.17454 | 0.13702 | 0.00018277
5A | 500-749 | 1950s | 0 | 4.5926e-07 | 2.7433e-05 | 0.00028186 | 0.0012617 | 0.0035076 | 0.0072413 | 0.012264 | 0.04223 | 0.19033 | 0.22255 | 0.18149 | 0.12618 | 0.13195 | 0.080692 | 0.0018974
5B | 500-749 | 1950s | 0 | 1.8074e-06 | 7.9333e-05 | 0.00069123 | 0.0027196 | 0.0068055 | 0.012863 | 0.020196 | 0.062957 | 0.2386 | 0.2352 | 0.16815 | 0.1051 | 0.097653 | 0.048988 | 0.00021633
6A | 500-749 | 1950s | 0 | 1.6889e-06 | 7.3944e-05 | 0.00064944 | 0.0025757 | 0.0064922 | 0.012349 | 0.019499 | 0.061239 | 0.23511 | 0.23475 | 0.16948 | 0.10677 | 0.10008 | 0.050934 | 0.00033993
6B | 500-749 | 1950s | 0 | 1.363e-06 | 6.2511e-05 | 0.00056504 | 0.0022896 | 0.0058702 | 0.011324 | 0.018096 | 0.057724 | 0.22767 | 0.23349 | 0.17208 | 0.11024 | 0.10528 | 0.0553 | 3.7523e-05
7A | 500-749 | 1950s | 0 | 1.6889e-06 | 7.3944e-05 | 0.00064944 | 0.0025757 | 0.0064922 | 0.012349 | 0.019499 | 0.061239 | 0.23511 | 0.23475 | 0.16948 | 0.10677 | 0.10008 | 0.050934 | 3.6256e-05
7B | 500-749 | 1950s | 0 | 1.363e-06 | 6.2511e-05 | 0.00056504 | 0.0022896 | 0.0058702 | 0.011324 | 0.018096 | 0.057724 | 0.22767 | 0.23349 | 0.17208 | 0.11024 | 0.10528 | 0.0553 | 1.8022e-06
1A | 750-999 | 1950s | 0 | 0 | 1.2148e-06 | 1.9819e-05 | 0.00012478 | 0.00045732 | 0.0011904 | 0.00246 | 0.011043 | 0.079396 | 0.14399 | 0.16492 | 0.15093 | 0.21547 | 0.22999 | 0.00032057
2A | 750-999 | 1950s | 0 | 0 | 1.2148e-06 | 1.9819e-05 | 0.00012478 | 0.00045732 | 0.0011904 | 0.00246 | 0.011043 | 0.079396 | 0.14399 | 0.16492 | 0.15093 | 0.21547 | 0.22999 | 0.0012684
2B | 750-999 | 1950s | 0 | 3.7407e-06 | 0.00014523 | 0.0011561 | 0.0042184 | 0.0099098 | 0.017751 | 0.026607 | 0.078054 | 0.26617 | 0.23595 | 0.15546 | 0.090964 | 0.078608 | 0.035007 | 0.0001897
3A | 750-999 | 1950s | 0 | 1.4074e-07 | 1.1278e-05 | 0.00013265 | 0.00065784 | 0.0019873 | 0.0043986 | 0.0079087 | 0.029474 | 0.15261 | 0.20395 | 0.18441 | 0.13938 | 0.16005 | 0.11503 | 0.0017025
3B | 750-999 | 1950s | 0 | 3.7407e-06 | 0.00014523 | 0.0011561 | 0.0042184 | 0.0099098 | 0.017751 | 0.026607 | 0.078054 | 0.26617 | 0.23595 | 0.15546 | 0.090964 | 0.078608 | 0.035007 | 0.001797
3C | 750-999 | 1950s | 0 | 1.5926e-06 | 7.1689e-05 | 0.00063568 | 0.0025342 | 0.0064083 | 0.012217 | 0.019323 | 0.060811 | 0.23423 | 0.23461 | 0.16979 | 0.10718 | 0.1007 | 0.051479 | 0.00041102
4A | 750-999 | 1950s | 0 | 4.8148e-08 | 5.6482e-06 | 7.2907e-05 | 0.00038947 | 0.0012518 | 0.002921 | 0.0054978 | 0.021782 | 0.12563 | 0.18589 | 0.18184 | 0.14645 | 0.1807 | 0.14756 | 0.0043308
4B | 750-999 | 1950s | 0 | 2.9e-06 | 0.00011589 | 0.00095131 | 0.0035686 | 0.0085868 | 0.015703 | 0.023966 | 0.071993 | 0.2558 | 0.23634 | 0.16073 | 0.096483 | 0.085755 | 0.040002 | 0.000125
4C | 750-999 | 1950s | 0 | 1.3333e-07 | 1.0889e-05 | 0.00012792 | 0.00063608 | 0.0019277 | 0.0042804 | 0.0077193 | 0.028889 | 0.15071 | 0.20283 | 0.18437 | 0.13994 | 0.16148 | 0.11709 | 0.00028055
5A | 750-999 | 1950s | 0 | 8.1111e-07 | 4.1496e-05 | 0.00039898 | 0.0016989 | 0.0045371 | 0.0090592 | 0.014911 | 0.049454 | 0.20875 | 0.2289 | 0.17764 | 0.11865 | 0.11865 | 0.067314 | 0.0046822
5B | 750-999 | 1950s | 0 | 2.9e-06 | 0.00011589 | 0.00095131 | 0.0035686 | 0.0085868 | 0.015703 | 0.023966 | 0.071993 | 0.2558 | 0.23634 | 0.16073 | 0.096483 | 0.085755 | 0.040002 | 0.00041982
6A | 750-999 | 1950s | 0 | 2.6704e-06 | 0.00010837 | 0.00089724 | 0.0033918 | 0.0082168 | 0.015116 | 0.023192 | 0.070161 | 0.25245 | 0.23627 | 0.16229 | 0.098203 | 0.088047 | 0.041649 | 0.00091808
6B | 750-999 | 1950s | 0 | 2.1296e-06 | 9.123e-05 | 0.00078081 | 0.0030217 | 0.007453 | 0.013912 | 0.021606 | 0.066392 | 0.24537 | 0.23587 | 0.1654 | 0.10178 | 0.092968 | 0.045348 | 0.0001143
7A | 750-999 | 1950s | 0 | 2.6704e-06 | 0.00010837 | 0.00089724 | 0.0033918 | 0.0082168 | 0.015116 | 0.023192 | 0.070161 | 0.25245 | 0.23627 | 0.16229 | 0.098203 | 0.088047 | 0.041649 | 0.00010383
7B | 750-999 | 1950s | 0 | 2.1296e-06 | 9.123e-05 | 0.00078081 | 0.0030217 | 0.007453 | 0.013912 | 0.021606 | 0.066392 | 0.24537 | 0.23587 | 0.1654 | 0.10178 | 0.092968 | 0.045348 | 6.5951e-06
1A | 0-499 | 1960s | 0 | 2.2222e-08 | 2.8519e-06 | 4.127e-05 | 0.00023787 | 0.00081162 | 0.0019891 | 0.003903 | 0.01634 | 0.1038 | 0.16801 | 0.17617 | 0.15012 | 0.1975 | 0.18108 | 4.5475e-05
2A | 0-499 | 1960s | 0 | 2.2222e-08 | 2.8519e-06 | 4.127e-05 | 0.00023787 | 0.00081162 | 0.0019891 | 0.003903 | 0.01634 | 0.1038 | 0.16801 | 0.17617 | 0.15012 | 0.1975 | 0.18108 | 0.00020362
2B | 0-499 | 1960s | 0 | 8.2037e-06 | 0.00027676 | 0.0019847 | 0.0066543 | 0.014575 | 0.024608 | 0.035048 | 0.096211 | 0.29241 | 0.23038 | 0.13865 | 0.075416 | 0.06019 | 0.023582 | 4.5261e-05
3A | 0-499 | 1960s | 0 | 4.1111e-07 | 2.4448e-05 | 0.0002548 | 0.0011555 | 0.0032487 | 0.0067728 | 0.011568 | 0.040282 | 0.18509 | 0.22043 | 0.1823 | 0.12819 | 0.13578 | 0.084908 | 0.00023726
3B | 0-499 | 1960s | 0 | 8.2037e-06 | 0.00027676 | 0.0019847 | 0.0066543 | 0.014575 | 0.024608 | 0.035048 | 0.096211 | 0.29241 | 0.23038 | 0.13865 | 0.075416 | 0.06019 | 0.023582 | 0.00047864
3C | 0-499 | 1960s | 0 | 3.6519e-06 | 0.00014144 | 0.001129 | 0.004132 | 0.0097339 | 0.017479 | 0.026258 | 0.077262 | 0.26486 | 0.23605 | 0.15616 | 0.091673 | 0.079507 | 0.035618 | 0.00011576
4A | 0-499 | 1960s | 0 | 1.8148e-07 | 1.2689e-05 | 0.0001445 | 0.00070461 | 0.0021056 | 0.004624 | 0.0082632 | 0.030561 | 0.15618 | 0.20607 | 0.18446 | 0.13827 | 0.15731 | 0.1113 | 0.00076369
4B | 0-499 | 1960s | 0 | 6.0667e-06 | 0.00021925 | 0.0016418 | 0.0056832 | 0.012767 | 0.022011 | 0.031918 | 0.089678 | 0.28377 | 0.23309 | 0.14485 | 0.08084 | 0.066347 | 0.027186 | 2.5571e-05
4C | 0-499 | 1960s | 0 | 4.037e-07 | 2.3589e-05 | 0.00024671 | 0.001122 | 0.003163 | 0.0066109 | 0.01132 | 0.039558 | 0.18303 | 0.21955 | 0.18259 | 0.12897 | 0.13726 | 0.08654 | 0.00010043
5A | 0-499 | 1960s | 0 | 1.9148e-06 | 8.3748e-05 | 0.000725 | 0.0028341 | 0.0070516 | 0.013263 | 0.020735 | 0.064281 | 0.24126 | 0.23552 | 0.1671 | 0.10381 | 0.095805 | 0.047534 | 0.00061537
5B | 0-499 | 1960s | 0 | 6.0667e-06 | 0.00021925 | 0.0016418 | 0.0056832 | 0.012767 | 0.022011 | 0.031918 | 0.089678 | 0.28377 | 0.23309 | 0.14485 | 0.08084 | 0.066347 | 0.027186 | 0.00011409
6A | 0-499 | 1960s | 0 | 5.737e-06 | 0.00020646 | 0.0015531 | 0.005413 | 0.012243 | 0.02124 | 0.030971 | 0.087661 | 0.28095 | 0.23378 | 0.14671 | 0.082536 | 0.068333 | 0.028403 | 0.00015395
6B | 0-499 | 1960s | 0 | 4.8037e-06 | 0.00017817 | 0.0013715 | 0.0048722 | 0.011198 | 0.019691 | 0.029051 | 0.083492 | 0.27477 | 0.23493 | 0.15055 | 0.086145 | 0.072648 | 0.031099 | 4.3339e-05
7A | 0-499 | 1960s | 0 | 5.737e-06 | 0.00020646 | 0.0015531 | 0.005413 | 0.012243 | 0.02124 | 0.030971 | 0.087661 | 0.28095 | 0.23378 | 0.14671 | 0 | 0 | 0 | 2.6438e-05 | 13.9379 | 7.1 | 7.1449 | 0.495 | 6 | [13 empty] | Weighted Values
7B | 0-499 | 1960s | 0 | 4.8037e-06 | 0.00017817 | 0.0013715 | 0.0048722 | 0.011198 | 0.019691 | 0.029051 | 0.083492 | 0.27477 | 0.23493 | 0.15055 | 0.086145 | 0.072648 | 0.031099 | 4.2858e-06
1A | 1000-1499 | 1960s | 0 | 2.0741e-07 | 1.42e-05 | 0.00016006 | 0.00077182 | 0.0022821 | 0.0049645 | 0.0087976 | 0.032173 | 0.16122 | 0.20884 | 0.18435 | 0.13665 | 0.15353 | 0.10625 | 0.00062915
2A | 1000-1499 | 1960s | 0 | 2.0741e-07 | 1.42e-05 | 0.00016006 | 0.00077182 | 0.0022821 | 0.0049645 | 0.0087976 | 0.032173 | 0.16122 | 0.20884 | 0.18435 | 0.13665 | 0.15353 | 0.10625 | 0.0029571
2B | 1000-1499 | 1960s | 0 | 3.1826e-05 | 0.00086947 | 0.0051755 | 0.014809 | 0.028368 | 0.042712 | 0.055083 | 0.13298 | 0.32405 | 0.20247 | 0.10212 | 0.048182 | 0.032998 | 0.010148 | 0.00041439
3A | 1000-1499 | 1960s | 0 | 2.4259e-06 | 9.9326e-05 | 0.00083243 | 0.0031815 | 0.0077796 | 0.014426 | 0.022283 | 0.068009 | 0.24844 | 0.23608 | 0.16407 | 0.10023 | 0.090829 | 0.043731 | 0.004067
3B | 1000-1499 | 1960s | 0 | 3.1826e-05 | 0.00086947 | 0.0051755 | 0.014809 | 0.028368 | 0.042712 | 0.055083 | 0.13298 | 0.32405 | 0.20247 | 0.10212 | 0.048182 | 0.032998 | 0.010148 | 0.0029838
3C | 1000-1499 | 1960s | 0 | 1.5763e-05 | 0.00047921 | 0.0031436 | 0.0097798 | 0.020118 | 0.032199 | 0.043794 | 0.11326 | 0.31067 | 0.22001 | 0.12204 | 0.062151 | 0.046193 | 0.016158 | 0.00090998
4A | 1000-1499 | 1960s | 0 | 1.1185e-06 | 5.3359e-05 | 0.00049318 | 0.0020358 | 0.0053019 | 0.010367 | 0.01676 | 0.054298 | 0.22006 | 0.23187 | 0.1745 | 0.11369 | 0.11062 | 0.059942 | 0.0063921
4B | 1000-1499 | 1960s | 0 | 2.457e-05 | 0.00070773 | 0.0043772 | 0.012908 | 0.025347 | 0.038968 | 0.05117 | 0.12643 | 0.32057 | 0.20896 | 0.10884 | 0.052695 | 0.0371 | 0.011915 | 0.00025096
4C | 1000-1499 | 1960s | 0 | 2.2926e-06 | 9.5252e-05 | 0.0008041 | 0.0030893 | 0.0075856 | 0.014115 | 0.02187 | 0.067017 | 0.24656 | 0.23596 | 0.16488 | 0.10118 | 0.09213 | 0.044718 | 0.00075935
5A | 1000-1499 | 1960s | 0 | 8.6741e-06 | 0.00029542 | 0.0021088 | 0.0070165 | 0.01525 | 0.025564 | 0.036181 | 0.098497 | 0.29515 | 0.22923 | 0.13648 | 0.073596 | 0.058185 | 0.022445 | 0.0070192
5B | 1000-1499 | 1960s | 0 | 2.457e-05 | 0.00070773 | 0.0043772 | 0.012908 | 0.025347 | 0.038968 | 0.05117 | 0.12643 | 0.32057 | 0.20896 | 0.10884 | 0.052695 | 0.0371 | 0.011915 | 0.00070688
6A | 1000-1499 | 1960s | 0 | 2.3322e-05 | 0.00066902 | 0.0041616 | 0.012365 | 0.024456 | 0.03784 | 0.049969 | 0.12437 | 0.31929 | 0.21085 | 0.11091 | 0.054129 | 0.038441 | 0.012522 | 0.0015522
6B | 1000-1499 | 1960s | 0 | 2.0044e-05 | 0.0005872 | 0.0037289 | 0.011283 | 0.022664 | 0.03554 | 0.047483 | 0.11998 | 0.31617 | 0.21467 | 0.11534 | 0.057259 | 0.041407 | 0.013869 | 0.00018103
7A | 1000-1499 | 1960s | 0 | 2.3322e-05 | 0.00066902 | 0.0041616 | 0.012365 | 0.024456 | 0.03784 | 0.049969 | 0.12437 | 0.31929 | 0.21085 | 0.11091 | 0.054129 | 0.038441 | 0.012522 | 0.00017722
7B | 1000-1499 | 1960s | 0 | 2.0044e-05 | 0.0005872 | 0.0037289 | 0.011283 | 0.022664 | 0.03554 | 0.047483 | 0.11998 | 0.31617 | 0.21467 | 0.11534 | 0.057259 | 0.041407 | 0.013869 | 1.5679e-05
1A | 1500-1999 | 1960s | 0 | 5.8519e-07 | 3.1604e-05 | 0.00031715 | 0.0013955 | 0.003827 | 0.0078129 | 0.013107 | 0.044572 | 0.19653 | 0.2249 | 0.18035 | 0.1237 | 0.12743 | 0.07602 | 0.0003786
2A | 1500-1999 | 1960s | 0 | 5.8519e-07 | 3.1604e-05 | 0.00031715 | 0.0013955 | 0.003827 | 0.0078129 | 0.013107 | 0.044572 | 0.19653 | 0.2249 | 0.18035 | 0.1237 | 0.12743 | 0.07602 | 0.0023859
2B | 1500-1999 | 1960s | 1.4815e-08 | 6.7478e-05 | 0.0015852 | 0.0084182 | 0.021986 | 0.039069 | 0.055206 | 0.067402 | 0.15171 | 0.3279 | 0.17994 | 0.082225 | 0.035837 | 0.022562 | 0.0060912 | 0.00033019
3A | 1500-1999 | 1960s | 0 | 5.4963e-06 | 0.00019895 | 0.0015058 | 0.0052753 | 0.011982 | 0.020859 | 0.030505 | 0.086661 | 0.27949 | 0.23407 | 0.14763 | 0.083401 | 0.069365 | 0.029045 | 0.0031749
3B | 1500-1999 | 1960s | 1.4815e-08 | 6.7478e-05 | 0.0015852 | 0.0084182 | 0.021986 | 0.039069 | 0.055206 | 0.067402 | 0.15171 | 0.3279 | 0.17994 | 0.082225 | 0.035837 | 0.022562 | 0.0060912 | 0.0024238
3C | 1500-1999 | 1960s | 0 | 3.2556e-05 | 0.0008853 | 0.0052503 | 0.01498 | 0.028632 | 0.043031 | 0.055411 | 0.13352 | 0.32433 | 0.20193 | 0.10155 | 0.047798 | 0.032647 | 0.0099982 | 0.00081076
4A | 1500-1999 | 1960s | 0 | 2.7963e-06 | 0.00011244 | 0.00092607 | 0.0034851 | 0.0084107 | 0.015423 | 0.023595 | 0.071114 | 0.2542 | 0.23631 | 0.16148 | 0.097303 | 0.086846 | 0.040792 | 0.0048039
4B | 1500-1999 | 1960s | 1.1111e-08 | 5.3441e-05 | 0.0013092 | 0.0072038 | 0.019379 | 0.035297 | 0.050931 | 0.063317 | 0.14584 | 0.32783 | 0.18774 | 0.088606 | 0.039633 | 0.025646 | 0.0072208 | 0.00020657
4C | 1500-1999 | 1960s | 0 | 5.2074e-06 | 0.000191 | 0.0014569 | 0.0051317 | 0.011706 | 0.02045 | 0.029997 | 0.085556 | 0.27786 | 0.23439 | 0.14867 | 0.084358 | 0.070494 | 0.029734 | 0.00067265
5A | 1500-1999 | 1960s | 0 | 1.8719e-05 | 0.0005625 | 0.0036159 | 0.011019 | 0.022243 | 0.035008 | 0.04691 | 0.11897 | 0.31542 | 0.21554 | 0.11638 | 0.058002 | 0.042119 | 0.014197 | 0.0051537
5B | 1500-1999 | 1960s | 1.1111e-08 | 5.3441e-05 | 0.0013092 | 0.0072038 | 0.019379 | 0.035297 | 0.050931 | 0.063317 | 0.14584 | 0.32783 | 0.18774 | 0.088606 | 0.039633 | 0.025646 | 0.0072208 | 0.00061863
6A | 1500-1999 | 1960s | 7.4074e-09 | 4.83e-05 | 0.0012235 | 0.0068475 | 0.018622 | 0.03419 | 0.049653 | 0.062067 | 0.14396 | 0.32754 | 0.19008 | 0.090629 | 0.040869 | 0.026672 | 0.007609 | 0.0011801
6B | 1500-1999 | 1960s | 7.4074e-09 | 4.1674e-05 | 0.0010789 | 0.0061704 | 0.017101 | 0.031907 | 0.046977 | 0.059421 | 0.13992 | 0.32665 | 0.19489 | 0.094899 | 0.043529 | 0.02893 | 0.008492 | 0.0001466
7A | 1500-1999 | 1960s | 7.4074e-09 | 4.83e-05 | 0.0012235 | 0.0068475 | 0.018622 | 0.03419 | 0.049653 | 0.062067 | 0.14396 | 0.32754 | 0.19008 | 0.090629 | 0.040869 | 0.026672 | 0.007609 | 0.00014105
7B | 1500-1999 | 1960s | 7.4074e-09 | 4.1674e-05 | 0.0010789 | 0.0061704 | 0.017101 | 0.031907 | 0.046977 | 0.059421 | 0.13992 | 0.32665 | 0.19489 | 0.094899 | 0.043529 | 0.02893 | 0.008492 | 1.4428e-05
1A | 2000-2499 | 1960s | 0 | 1.5852e-06 | 7.0152e-05 | 0.00062084 | 0.0024776 | 0.0062773 | 0.011994 | 0.019011 | 0.060019 | 0.23255 | 0.23436 | 0.17041 | 0.10797 | 0.10185 | 0.052391 | 0.00017371
2A | 2000-2499 | 1960s | 0 | 1.5852e-06 | 7.0152e-05 | 0.00062084 | 0.0024776 | 0.0062773 | 0.011994 | 0.019011 | 0.060019 | 0.23255 | 0.23436 | 0.17041 | 0.10797 | 0.10185 | 0.052391 | 0.0012603
2B | 2000-2499 | 1960s | 7.7778e-08 | 0.00014184 | 0.002832 | 0.013359 | 0.031776 | 0.052295 | 0.069259 | 0.07996 | 0.16761 | 0.32102 | 0.15416 | 0.063676 | 0.025594 | 0.014799 | 0.003507 | 0.00017881
3A | 2000-2499 | 1960s | 0 | 1.2626e-05 | 0.0003956 | 0.0026745 | 0.0085437 | 0.017975 | 0.029327 | 0.040555 | 0.10714 | 0.30482 | 0.22424 | 0.12807 | 0.066782 | 0.050918 | 0.018545 | 0.0018396
3B | 2000-2499 | 1960s | 7.7778e-08 | 0.00014184 | 0.002832 | 0.013359 | 0.031776 | 0.052295 | 0.069259 | 0.07996 | 0.16761 | 0.32102 | 0.15416 | 0.063676 | 0.025594 | 0.014799 | 0.003507 | 0.0012078
3C | 2000-2499 | 1960s | 1.8519e-08 | 6.8778e-05 | 0.0016202 | 0.0085891 | 0.022369 | 0.03963 | 0.055842 | 0.068003 | 0.15254 | 0.32782 | 0.17878 | 0.08132 | 0.035314 | 0.022149 | 0.0059458 | 0.00042577
4A | 2000-2499 | 1960s | 0 | 6.563e-06 | 0.00022894 | 0.0016899 | 0.0058075 | 0.012989 | 0.022324 | 0.032293 | 0.090462 | 0.28482 | 0.23277 | 0.1441 | 0.080181 | 0.065592 | 0.026731 | 0.0031904
4B | 2000-2499 | 1960s | 4.8148e-08 | 0.00011139 | 0.002351 | 0.011541 | 0.028316 | 0.047787 | 0.064635 | 0.075984 | 0.16296 | 0.32442 | 0.16263 | 0.069399 | 0.028634 | 0.01702 | 0.004208 | 0.00012441
4C | 2000-2499 | 1960s | 0 | 1.1956e-05 | 0.00038041 | 0.002593 | 0.0083286 | 0.017596 | 0.028807 | 0.039954 | 0.10597 | 0.30359 | 0.225 | 0.12923 | 0.067682 | 0.051844 | 0.019016 | 0.00033431
5A | 2000-2499 | 1960s | 3.7037e-09 | 4.0515e-05 | 0.0010577 | 0.0060742 | 0.016882 | 0.03157 | 0.046573 | 0.059014 | 0.13928 | 0.32647 | 0.19562 | 0.095564 | 0.043944 | 0.02928 | 0.0086261 | 0.0036225
5B | 2000-2499 | 1960s | 4.8148e-08 | 0.00011139 | 0.002351 | 0.011541 | 0.028316 | 0.047787 | 0.064635 | 0.075984 | 0.16296 | 0.32442 | 0.16263 | 0.069399 | 0.028634 | 0.01702 | 0.004208 | 0.00043707
6A | 2000-2499 | 1960s | 4.4444e-08 | 0.00010353 | 0.0022197 | 0.011028 | 0.027312 | 0.046446 | 0.063226 | 0.074739 | 0.16142 | 0.32523 | 0.16523 | 0.071224 | 0.029623 | 0.017753 | 0.0044425 | 0.00091209
6B | 2000-2499 | 1960s | 2.963e-08 | 8.7974e-05 | 0.0019616 | 0.010002 | 0.025269 | 0.043673 | 0.060266 | 0.072081 | 0.15802 | 0.3266 | 0.17067 | 0.075162 | 0.031805 | 0.019409 | 0.0049933 | 0.00011498
7A | 2000-2499 | 1960s | 4.4444e-08 | 0.00010353 | 0.0022197 | 0.011028 | 0.027312 | 0.046446 | 0.063226 | 0.074739 | 0.16142 | 0.32523 | 0.16523 | 0.071224 | 0.029623 | 0.017753 | 0.0044425 | 0.00011577
7B | 2000-2499 | 1960s | 2.963e-08 | 8.7974e-05 | 0.0019616 | 0.010002 | 0.025269 | 0.043673 | 0.060266 | 0.072081 | 0.15802 | 0.3266 | 0.17067 | 0.075162 | 0.031805 | 0.019409 | 0.0049933 | 1.073e-05
1A | 2500-2999 | 1960s | 0 | 3.6926e-06 | 0.00014417 | 0.0011496 | 0.0041991 | 0.0098715 | 0.017692 | 0.026531 | 0.077877 | 0.26584 | 0.23594 | 0.15561 | 0.091133 | 0.078838 | 0.035173 | 8.1727e-05
2A | 2500-2999 | 1960s | 0 | 3.6926e-06 | 0.00014417 | 0.0011496 | 0.0041991 | 0.0098715 | 0.017692 | 0.026531 | 0.077877 | 0.26584 | 0.23594 | 0.15561 | 0.091133 | 0.078838 | 0.035173 | 0.00057591
2B | 2500-2999 | 1960s | 3.6296e-07 | 0.0003 | 0.0049123 | 0.020417 | 0.044177 | 0.067374 | 0.083709 | 0.091461 | 0.1788 | 0.3042 | 0.12781 | 0.047732 | 0.017706 | 0.0094234 | 0.0019717 | 9.1201e-05
3A | 2500-2999 | 1960s | 0 | 2.6063e-05 | 0.00073977 | 0.0045339 | 0.013282 | 0.025943 | 0.039711 | 0.051952 | 0.12776 | 0.32137 | 0.20771 | 0.10748 | 0.051757 | 0.036221 | 0.011518 | 0.00087319
3B | 2500-2999 | 1960s | 3.6296e-07 | 0.0003 | 0.0049123 | 0.020417 | 0.044177 | 0.067374 | 0.083709 | 0.091461 | 0.1788 | 0.3042 | 0.12781 | 0.047732 | 0.017706 | 0.0094234 | 0.0019717 | 0.00064402
3C | 2500-2999 | 1960s | 8.5185e-08 | 0.00014446 | 0.0028826 | 0.013563 | 0.032173 | 0.052817 | 0.069796 | 0.080419 | 0.16814 | 0.32056 | 0.15317 | 0.06304 | 0.025272 | 0.014578 | 0.0034446 | 0.00025865
4A | 2500-2999 | 1960s | 0 | 1.4178e-05 | 0.00044187 | 0.0029465 | 0.009278 | 0.019267 | 0.031076 | 0.042542 | 0.11093 | 0.30854 | 0.2217 | 0.12436 | 0.063909 | 0.047966 | 0.017037 | 0.0016532
4B | 2500-2999 | 1960s | 2.0741e-07 | 0.00023273 | 0.0041066 | 0.017838 | 0.039838 | 0.062295 | 0.079026 | 0.087903 | 0.17577 | 0.31067 | 0.13632 | 0.052611 | 0.020036 | 0.010959 | 0.0023907 | 5.534e-05
4C | 2500-2999 | 1960s | 0 | 2.5119e-05 | 0.00071599 | 0.0044091 | 0.012974 | 0.025443 | 0.039081 | 0.051285 | 0.12662 | 0.32068 | 0.20877 | 0.10863 | 0.052551 | 0.036964 | 0.011853 | 0.0001731
5A | 2500-2999 | 1960s | 2.963e-08 | 8.5122e-05 | 0.0019124 | 0.0098036 | 0.024872 | 0.043132 | 0.059687 | 0.07156 | 0.15735 | 0.32683 | 0.17172 | 0.075936 | 0.032242 | 0.01975 | 0.0051131 | 0.0017885
5B | 2500-2999 | 1960s | 2.0741e-07 | 0.00023273 | 0.0041066 | 0.017838 | 0.039838 | 0.062295 | 0.079026 | 0.087903 | 0.17577 | 0.31067 | 0.13632 | 0.052611 | 0.020036 | 0.010959 | 0.0023907 | 0.00025424
6A | 2500-2999 | 1960s | 1.9259e-07 | 0.00021881 | 0.0039018 | 0.017116 | 0.038557 | 0.06074 | 0.077547 | 0.086742 | 0.17469 | 0.31251 | 0.139 | 0.054185 | 0.020797 | 0.011465 | 0.0025289 | 0.00040968
6B | 2500-2999 | 1960s | 1.3333e-07 | 0.00018496 | 0.0034599 | 0.01562 | 0.035927 | 0.057536 | 0.074469 | 0.084283 | 0.17227 | 0.31604 | 0.14462 | 0.057606 | 0.022496 | 0.012627 | 0.0028623 | 2.8633e-05
7A | 2500-2999 | 1960s | 1.9259e-07 | 0.00021881 | 0.0039018 | 0.017116 | 0.038557 | 0.06074 | 0.077547 | 0.086742 | 0.17469 | 0.31251 | 0.139 | 0.054185 | 0.020797 | 0.011465 | 0.0025289 | 5.8758e-05
7B | 2500-2999 | 1960s | 1.3333e-07 | 0.00018496 | 0.0034599 | 0.01562 | 0.035927 | 0.057536 | 0.074469 | 0.084283 | 0.17227 | 0.31604 | 0.14462 | 0.057606 | 0.022496 | 0.012627 | 0.0028623 | 2.4903e-06
1A | 3000-3999 | 1960s | 0 | 1.0556e-05 | 0.00034257 | 0.0023746 | 0.0077357 | 0.016538 | 0.027352 | 0.038268 | 0.10266 | 0.29992 | 0.22692 | 0.13244 | 0.070287 | 0.054626 | 0.02052 | 4.9639e-05
2A | 3000-3999 | 1960s | 0 | 1.0556e-05 | 0.00034257 | 0.0023746 | 0.0077357 | 0.016538 | 0.027352 | 0.038268 | 0.10266 | 0.29992 | 0.22692 | 0.13244 | 0.070287 | 0.054626 | 0.02052 | 0.00040095
2B | 3000-3999 | 1960s | 2.0037e-06 | 0.00074817 | 0.0093997 | 0.033117 | 0.0635 | 0.087995 | 0.10094 | 0.10298 | 0.18471 | 0.27173 | 0.096465 | 0.031735 | 0.010644 | 0.0051116 | 0.00091941 | 5.2612e-05
3A | 3000-3999 | 1960s | 1.8519e-08 | 6.7118e-05 | 0.0015812 | 0.0084055 | 0.021963 | 0.039037 | 0.055168 | 0.067362 | 0.15163 | 0.32785 | 0.18001 | 0.082303 | 0.035893 | 0.022616 | 0.0061149 | 0.0005845
3B | 3000-3999 | 1960s | 2.0037e-06 | 0.00074817 | 0.0093997 | 0.033117 | 0.0635 | 0.087995 | 0.10094 | 0.10298 | 0.18471 | 0.27173 | 0.096465 | 0.031735 | 0.010644 | 0.0051116 | 0.00091941 | 0.00031253
3C | 3000-3999 | 1960s | 5.4815e-07 | 0.00037103 | 0.0057254 | 0.022918 | 0.048226 | 0.07194 | 0.087754 | 0.094383 | 0.18092 | 0.29778 | 0.12048 | 0.043736 | 0.01586 | 0.0082458 | 0.001666 | 0.00012117
4A | 3000-3999 | 1960s | 0 | 3.6285e-05 | 0.00096645 | 0.0056404 | 0.015886 | 0.030039 | 0.044735 | 0.057153 | 0.13632 | 0.32541 | 0.19889 | 0.098647 | 0.045927 | 0.031014 | 0.0093346 | 0.0011159
4B | 3000-3999 | 1960s | 1.3333e-06 | 0.00059439 | 0.0079872 | 0.029363 | 0.058086 | 0.082513 | 0.096632 | 0.10035 | 0.18407 | 0.28118 | 0.10434 | 0.035494 | 0.012225 | 0.0060313 | 0.0011284 | 3.6066e-05
4C | 3000-3999 | 1960s | 1.8519e-08 | 6.4889e-05 | 0.0015323 | 0.0081868 | 0.021496 | 0.038368 | 0.05442 | 0.066656 | 0.15065 | 0.32792 | 0.18138 | 0.083389 | 0.036527 | 0.023121 | 0.0062948 | 8.6842e-05
5A | 3000-3999 | 1960s | 1.8148e-07 | 0.00021609 | 0.0038803 | 0.017061 | 0.038469 | 0.060635 | 0.077442 | 0.08665 | 0.17457 | 0.31257 | 0.1392 | 0.054335 | 0.020882 | 0.01153 | 0.0025511 | 0.0012989
5B | 3000-3999 | 1960s | 1.3333e-06 | 0.00059439 | 0.0079872 | 0.029363 | 0.058086 | 0.082513 | 0.096632 | 0.10035 | 0.18407 | 0.28118 | 0.10434 | 0.035494 | 0.012225 | 0.0060313 | 0.0011284 | 0.00015807
6A | 3000-3999 | 1960s | 1.163e-06 | 0.00055247 | 0.007584 | 0.028255 | 0.056446 | 0.080813 | 0.09526 | 0.099481 | 0.18374 | 0.284 | 0.10684 | 0.036721 | 0.012754 | 0.0063471 | 0.0012032 | 0.00030898
6B | 3000-3999 | 1960s | 8.2963e-07 | 0.0004703 | 0.0067898 | 0.026044 | 0.053112 | 0.07728 | 0.09233 | 0.097548 | 0.18283 | 0.28969 | 0.11217 | 0.039399 | 0.013921 | 0.0070493 | 0.0013706 | 1.939e-05
7A | 3000-3999 | 1960s | 1.163e-06 | 0.00055247 | 0.007584 | 0.028255 | 0.056446 | 0.080813 | 0.09526 | 0.099481 | 0.18374 | 0.284 | 0.10684 | 0.036721 | 0.012754 | 0.0063471 | 0.0012032 | 3.8966e-05
7B | 3000-3999 | 1960s | 8.2963e-07 | 0.0004703 | 0.0067898 | 0.026044 | 0.053112 | 0.07728 | 0.09233 | 0.097548 | 0.18283 | 0.28969 | 0.11217 | 0.039399 | 0.013921 | 0.0070493 | 0.0013706 | 1.8256e-06
1A | 4000+ | 1960s | 0.0001724 | 0.012138 | 0.063641 | 0.12354 | 0.15209 | 0.14821 | 0.12678 | 0.10044 | 0.1318 | 0.11467 | 0.021074 | 0.0041877 | 0.00093442 | 0.00029702 | 2.9622e-05 | 2.1346e-05
2A | 4000+ | 1960s | 0.0001724 | 0.012138 | 0.063641 | 0.12354 | 0.15209 | 0.14821 | 0.12678 | 0.10044 | 0.1318 | 0.11467 | 0.021074 | 0.0041877 | 0.00093442 | 0.00029702 | 2.9622e-05 | 0.00013176
2B | 4000+ | 1960s | 0.0026826 | 0.10826 | 0.24734 | 0.23395 | 0.16353 | 0.10144 | 0.059851 | 0.034638 | 0.031506 | 0.015336 | 0.0012966 | 0.00014433 | 2.0133e-05 | 3.9889e-06 | 9.7778e-07 | 2.128e-05
3A | 4000+ | 1960s | 0.00060679 | 0.035252 | 0.12996 | 0.18595 | 0.18018 | 0.14498 | 0.10582 | 0.073195 | 0.081608 | 0.054292 | 0.0069039 | 0.0010228 | 0.00017792 | 4.3689e-05 | 3.4667e-06 | 0.00018062
3B | 4000+ | 1960s | 0.0026826 | 0.10826 | 0.24734 | 0.23395 | 0.16353 | 0.10144 | 0.059851 | 0.034638 | 0.031506 | 0.015336 | 0.0012966 | 0.00014433 | 2.0133e-05 | 3.9889e-06 | 9.7778e-07 | 0.00018156
3C | 4000+ | 1960s | 0.0015727 | 0.079896 | 0.21229 | 0.227 | 0.1748 | 0.11714 | 0.073617 | 0.044902 | 0.043311 | 0.023001 | 0.0021688 | 0.00025869 | 3.7878e-05 | 7.8667e-06 | 1.1444e-06 | 7.0654e-05
4A | 4000+ | 1960s | 0.00041513 | 0.025318 | 0.1048 | 0.16607 | 0.17433 | 0.14953 | 0.11504 | 0.083237 | 0.097902 | 0.07108 | 0.010209 | 0.0016675 | 0.00031531 | 8.4456e-05 | 7e-06 | 0.00042373
4B | 4000+ | 1960s | 0.0022551 | 0.098093 | 0.23565 | 0.23238 | 0.16785 | 0.10687 | 0.0644 | 0.03793 | 0.035182 | 0.017633 | 0.001548 | 0.00017663 | 2.5078e-05 | 5.0889e-06 | 9.3333e-07 | 1.7363e-05
4C | 4000+ | 1960s | 0.00057944 | 0.034403 | 0.12817 | 0.18471 | 0.17993 | 0.14539 | 0.10648 | 0.073879 | 0.082678 | 0.05536 | 0.0071101 | 0.0010627 | 0.00018632 | 4.6144e-05 | 3.7556e-06 | 4.2852e-05
5A | 4000+ | 1960s | 0.0011266 | 0.062696 | 0.18557 | 0.21749 | 0.17998 | 0.12772 | 0.084104 | 0.053344 | 0.053791 | 0.030561 | 0.003143 | 0.00039756 | 6.0811e-05 | 1.3156e-05 | 1.4222e-06 | 0.00046926
5B | 4000+ | 1960s | 0.0022551 | 0.098093 | 0.23565 | 0.23238 | 0.16785 | 0.10687 | 0.0644 | 0.03793 | 0.035182 | 0.017633 | 0.001548 | 0.00017663 | 2.5078e-05 | 5.0889e-06 | 9.3333e-07 | 7.2019e-05
6A | 4000+ | 1960s | 0.0020975 | 0.094897 | 0.23209 | 0.23181 | 0.16912 | 0.10853 | 0.065835 | 0.038988 | 0.036384 | 0.018399 | 0.0016329 | 0.00018757 | 2.6767e-05 | 5.4444e-06 | 9.7778e-07 | 9.5297e-05
6B | 4000+ | 1960s | 0.0019217 | 0.088855 | 0.22409 | 0.23009 | 0.1716 | 0.11206 | 0.068935 | 0.041293 | 0.039016 | 0.020072 | 0.0018146 | 0.00021022 | 3.0122e-05 | 6.1111e-06 | 1.0111e-06 | 3.2981e-05
7A | 4000+ | 1960s | 0.0020975 | 0.094897 | 0.23209 | 0.23181 | 0.16912 | 0.10853 | 0.065835 | 0.038988 | 0.036384 | 0.018399 | 0.0016329 | 0.00018757 | 2.6767e-05 | 5.4444e-06 | 9.7778e-07 | 1.6029e-05
7B | 4000+ | 1960s | 0.0019217 | 0.088855 | 0.22409 | 0.23009 | 0.1716 | 0.11206 | 0.068935 | 0.041293 | 0.039016 | 0.020072 | 0.0018146 | 0.00021022 | 3.0122e-05 | 6.1111e-06 | 1.0111e-06 | 3.6651e-06
1A | 500-749 | 1960s | 0 | 4.4444e-08 | 5.1518e-06 | 6.7244e-05 | 0.00036267 | 0.0011754 | 0.0027621 | 0.0052306 | 0.020894 | 0.12225 | 0.18332 | 0.18118 | 0.14716 | 0.18332 | 0.15227 | 0.00022437
2A | 500-749 | 1960s | 0 | 4.4444e-08 | 5.1518e-06 | 6.7244e-05 | 0.00036267 | 0.0011754 | 0.0027621 | 0.0052306 | 0.020894 | 0.12225 | 0.18332 | 0.18118 | 0.14716 | 0.18332 | 0.15227 | 0.0007714
2B | 500-749 | 1960s | 0 | 1.3152e-05 | 0.00041496 | 0.0027948 | 0.0088755 | 0.018564 | 0.030129 | 0.041468 | 0.10889 | 0.30657 | 0.2231 | 0.12637 | 0.065448 | 0.049534 | 0.017828 | 0.00014029
3A | 500-749 | 1960s | 0 | 7.8889e-07 | 4.04e-05 | 0.00038975 | 0.0016636 | 0.0044524 | 0.0089079 | 0.01469 | 0.048851 | 0.20726 | 0.22847 | 0.17802 | 0.11928 | 0.1197 | 0.068272 | 0.00084397
3B | 500-749 | 1960s | 0 | 1.3152e-05 | 0.00041496 | 0.0027948 | 0.0088755 | 0.018564 | 0.030129 | 0.041468 | 0.10889 | 0.30657 | 0.2231 | 0.12637 | 0.065448 | 0.049534 | 0.017828 | 0.0012803
3C | 500-749 | 1960s | 0 | 6.1926e-06 | 0.00021861 | 0.0016267 | 0.0056267 | 0.012651 | 0.021838 | 0.031707 | 0.089237 | 0.28318 | 0.23324 | 0.14524 | 0.081204 | 0.066778 | 0.027453 | 0.00033115
4A | 500-749 | 1960s | 0 | 3.1481e-07 | 2.0422e-05 | 0.00022068 | 0.0010237 | 0.0029268 | 0.0061834 | 0.01068 | 0.037737 | 0.1779 | 0.21724 | 0.1832 | 0.13087 | 0.14108 | 0.090914 | 0.0023241
4B | 500-749 | 1960s | 0 | 1.0141e-05 | 0.000334 | 0.0023324 | 0.0076318 | 0.016365 | 0.027124 | 0.038014 | 0.10218 | 0.29949 | 0.22727 | 0.13292 | 0.070647 | 0.054983 | 0.020686 | 5.8405e-05
4C | 500-749 | 1960s | 0 | 7.5185e-07 | 3.8704e-05 | 0.00037556 | 0.0016113 | 0.004331 | 0.0086963 | 0.014385 | 0.048032 | 0.20524 | 0.22783 | 0.17849 | 0.12013 | 0.12115 | 0.06969 | 0.00027153
5A | 500-749 | 1960s | 0 | 3.4111e-06 | 0.00013236 | 0.0010645 | 0.0039268 | 0.0093182 | 0.01684 | 0.025438 | 0.075395 | 0.26171 | 0.23619 | 0.15778 | 0.093366 | 0.081694 | 0.037143 | 0.0022756
5B | 500-749 | 1960s | 0 | 1.0141e-05 | 0.000334 | 0.0023324 | 0.0076318 | 0.016365 | 0.027124 | 0.038014 | 0.10218 | 0.29949 | 0.22727 | 0.13292 | 0.070647 | 0.054983 | 0.020686 | 0.00027413
6A | 500-749 | 1960s | 0 | 9.2148e-06 | 0.00031074 | 0.0022006 | 0.0072746 | 0.015725 | 0.026237 | 0.03698 | 0.10013 | 0.29715 | 0.22842 | 0.13491 | 0.072275 | 0.056738 | 0.021646 | 0.00050671
6B | 500-749 | 1960s | 0 | 8.0926e-06 | 0.00027282 | 0.0019599 | 0.0065844 | 0.014448 | 0.024428 | 0.034837 | 0.095782 | 0.29188 | 0.23057 | 0.13906 | 0.075769 | 0.06059 | 0.023816 | 5.3329e-05
7A | 500-749 | 1960s | 0 | 9.2148e-06 | 0.00031074 | 0.0022006 | 0.0072746 | 0.015725 | 0.026237 | 0.03698 | 0.10013 | 0.29715 | 0.22842 | 0.13491 | 0.072275 | 0.056738 | 0.021646 | 4.3932e-05
7B | 500-749 | 1960s | 0 | 8.0926e-06 | 0.00027282 | 0.0019599 | 0.0065844 | 0.014448 | 0.024428 | 0.034837 | 0.095782 | 0.29188 | 0.23057 | 0.13906 | 0.075769 | 0.06059 | 0.023816 | 6.1741e-06
1A | 750-999 | 1960s | 0 | 9.6296e-08 | 8.0333e-06 | 9.8611e-05 | 0.00050687 | 0.0015786 | 0.003587 | 0.0065988 | 0.02536 | 0.13866 | 0.19513 | 0.18363 | 0.14334 | 0.1707 | 0.1308 | 0.00037423
2A | 750-999 | 1960s | 0 | 9.6296e-08 | 8.0333e-06 | 9.8611e-05 | 0.00050687 | 0.0015786 | 0.003587 | 0.0065988 | 0.02536 | 0.13866 | 0.19513 | 0.18363 | 0.14334 | 0.1707 | 0.1308 | 0.0013644
2B | 750-999 | 1960s | 0 | 1.9237e-05 | 0.0005737 | 0.0036706 | 0.01115 | 0.022456 | 0.03528 | 0.047206 | 0.1195 | 0.31584 | 0.2151 | 0.11584 | 0.057607 | 0.041738 | 0.014022 | 0.00023408
3A | 750-999 | 1960s | 0 | 1.2593e-06 | 5.95e-05 | 0.00054313 | 0.0022151 | 0.0057066 | 0.011051 | 0.017718 | 0.056759 | 0.22554 | 0.23307 | 0.17279 | 0.11123 | 0.10677 | 0.056544 | 0.0016005
3B | 750-999 | 1960s | 0 | 1.9237e-05 | 0.0005737 | 0.0036706 | 0.01115 | 0.022456 | 0.03528 | 0.047206 | 0.1195 | 0.31584 | 0.2151 | 0.11584 | 0.057607 | 0.041738 | 0.014022 | 0.0019394
3C | 750-999 | 1960s | 0 | 9.2037e-06 | 0.00030693 | 0.0021714 | 0.007187 | 0.015562 | 0.026007 | 0.03671 | 0.099586 | 0.2965 | 0.22869 | 0.13543 | 0.072714 | 0.057219 | 0.021909 | 0.00054337
4A | 750-999 | 1960s | 0 | 5.9259e-07 | 3.1722e-05 | 0.00031738 | 0.0013942 | 0.0038202 | 0.0077958 | 0.013076 | 0.044472 | 0.19622 | 0.22477 | 0.18042 | 0.12384 | 0.12765 | 0.076189 | 0.0038097
4B | 750-999 | 1960s | 0 | 1.5111e-05 | 0.00046645 | 0.0030851 | 0.0096465 | 0.01991 | 0.031942 | 0.043521 | 0.11277 | 0.31026 | 0.22037 | 0.12254 | 0.062535 | 0.046584 | 0.016352 | 0.00010542
4C | 750-999 | 1960s | 0 | 1.2074e-06 | 5.6989e-05 | 0.00052343 | 0.002146 | 0.0055531 | 0.010795 | 0.017362 | 0.055855 | 0.22357 | 0.23267 | 0.17343 | 0.11212 | 0.10816 | 0.057753 | 0.00040103
5A | 750-999 | 1960s | 0 | 5.1593e-06 | 0.00018914 | 0.0014426 | 0.0050856 | 0.011613 | 0.02031 | 0.029822 | 0.085177 | 0.27731 | 0.23451 | 0.14901 | 0.084674 | 0.070874 | 0.029981 | 0.0036875
5B | 750-999 | 1960s | 0 | 1.5111e-05 | 0.00046645 | 0.0030851 | 0.0096465 | 0.01991 | 0.031942 | 0.043521 | 0.11277 | 0.31026 | 0.22037 | 0.12254 | 0.062535 | 0.046584 | 0.016352 | 0.00043843
6A | 750-999 | 1960s | 0 | 1.3974e-05 | 0.00043722 | 0.0029227 | 0.0092196 | 0.019171 | 0.030953 | 0.042408 | 0.11069 | 0.30832 | 0.22187 | 0.12459 | 0.064093 | 0.048162 | 0.017147 | 0.00074847
6B | 750-999 | 1960s | 0 | 1.1848e-05 | 0.0003806 | 0.0026023 | 0.0083654 | 0.017673 | 0.028924 | 0.040096 | 0.10626 | 0.30392 | 0.22483 | 0.12895 | 0.067465 | 0.05162 | 0.018904 | 9.6574e-05
7A | 750-999 | 1960s | 0 | 1.3974e-05 | 0.00043722 | 0.0029227 | 0.0092196 | 0.019171 | 0.030953 | 0.042408 | 0.11069 | 0.30832 | 0.22187 | 0.12459 | 0.064093 | 0.048162 | 0.017147 | 8.4124e-05
7B | 750-999 | 1960s | 0 | 1.1848e-05 | 0.0003806 | 0.0026023 | 0.0083654 | 0.017673 | 0.028924 | 0.040096 | 0.10626 | 0.30392 | 0.22483 | 0.12895 | 0.067465 | 0.05162 | 0.018904 | 1.0482e-05
1A | 0-499 | 1970s | 0 | 2.5926e-08 | 3.537e-06 | 4.9004e-05 | 0.00027559 | 0.00092318 | 0.0022296 | 0.0043215 | 0.017803 | 0.10997 | 0.17341 | 0.17817 | 0.14932 | 0.19275 | 0.17077 | 8.2601e-05
2A | 0-499 | 1970s | 0 | 2.5926e-08 | 3.537e-06 | 4.9004e-05 | 0.00027559 | 0.00092318 | 0.0022296 | 0.0043215 | 0.017803 | 0.10997 | 0.17341 | 0.17817 | 0.14932 | 0.19275 | 0.17077 | 0.00052341
2B | 0-499 | 1970s | 0 | 9.6741e-06 | 0.00031936 | 0.0022403 | 0.0073687 | 0.015879 | 0.026437 | 0.037203 | 0.10055 | 0.29759 | 0.22816 | 0.13449 | 0.071936 | 0.056373 | 0.021446 | 0.00010696
3A | 0-499 | 1970s | 0 | 4.9259e-07 | 2.8641e-05 | 0.00029363 | 0.0013094 | 0.0036254 | 0.0074564 | 0.012585 | 0.043132 | 0.19275 | 0.22348 | 0.18106 | 0.12522 | 0.13019 | 0.07887 | 0.00050123
3B | 0-499 | 1970s | 0 | 9.6741e-06 | 0.00031936 | 0.0022403 | 0.0073687 | 0.015879 | 0.026437 | 0.037203 | 0.10055 | 0.29759 | 0.22816 | 0.13449 | 0.071936 | 0.056373 | 0.021446 | 0.00075823
3C | 0-499 | 1970s | 0 | 4.3593e-06 | 0.00016413 | 0.0012803 | 0.0045981 | 0.010664 | 0.018895 | 0.028058 | 0.081315 | 0.27144 | 0.23543 | 0.15253 | 0.088046 | 0.07497 | 0.032604 | 0.00016548
4A | 0-499 | 1970s | 0 | 2.3333e-07 | 1.5226e-05 | 0.00016896 | 0.00080662 | 0.0023687 | 0.0051264 | 0.0090474 | 0.032918 | 0.16354 | 0.21014 | 0.1843 | 0.13589 | 0.15175 | 0.10393 | 0.00093412
4B | 0-499 | 1970s | 0 | 7.2741e-06 | 0.00025398 | 0.0018554 | 0.0062992 | 0.013927 | 0.02369 | 0.033953 | 0.093953 | 0.28951 | 0.23138 | 0.14081 | 0.077284 | 0.062287 | 0.024785 | 5.2242e-05
4C | 0-499 | 1970s | 0 | 4.8889e-07 | 2.7974e-05 | 0.00028529 | 0.0012721 | 0.0035288 | 0.0072754 | 0.012311 | 0.042356 | 0.19068 | 0.2227 | 0.18144 | 0.12604 | 0.13167 | 0.080419 | 0.0001976
5A | 0-499 | 1970s | 0 | 2.3185e-06 | 9.7952e-05 | 0.00082894 | 0.0031782 | 0.0077793 | 0.014429 | 0.022288 | 0.068019 | 0.24846 | 0.23609 | 0.16408 | 0.10024 | 0.090815 | 0.043704 | 0.00098979
5B | 0-499 | 1970s | 0 | 7.2741e-06 | 0.00025398 | 0.0018554 | 0.0062992 | 0.013927 | 0.02369 | 0.033953 | 0.093953 | 0.28951 | 0.23138 | 0.14081 | 0.077284 | 0.062287 | 0.024785 | 0.00027464
6A | 0-499 | 1970s | 0 | 6.8259e-06 | 0.00023942 | 0.0017598 | 0.0060135 | 0.013378 | 0.022887 | 0.032975 | 0.091896 | 0.28679 | 0.23225 | 0.14276 | 0.078969 | 0.064184 | 0.025887 | 0.0003053
6B | 0-499 | 1970s | 0 | 5.737e-06 | 0.00020646 | 0.0015531 | 0.005413 | 0.012243 | 0.02124 | 0.030971 | 0.087661 | 0.28095 | 0.23378 | 0.14671 | 0.082536 | 0.068333 | 0.028403 | 0.00011855
7A | 0-499 | 1970s | 0 | 6.8259e-06 | 0.00023942 | 0.0017598 | 0.0060135 | 0.013378 | 0.022887 | 0.032975 | 0.091896 | 0.28679 | 0.23225 | 0.14276 | 0 | 0 | 0 | 5.8872e-05 | 13.977 | 6.7 | 6.717 | 0.52 | 4
7B | 0-499 | 1970s | 0 | 5.737e-06 | 0.00020646 | 0.0015531 | 0.005413 | 0.012243 | 0.02124 | 0.030971 | 0.087661 | 0.28095 | 0.23378 | 0.14671 | 0.082536 | 0.068333 | 0.028403 | 1.7794e-05
1A | 1000-1499 | 1970s | 0 | 2.5556e-07 | 1.673e-05 | 0.00018475 | 0.00087563 | 0.0025514 | 0.0054804 | 0.0096043 | 0.034597 | 0.16871 | 0.21282 | 0.184 | 0.13413 | 0.1479 | 0.099129 | 0.0010118
2A | 1000-1499 | 1970s | 0 | 2.5556e-07 | 1.673e-05 | 0.00018475 | 0.00087563 | 0.0025514 | 0.0054804 | 0.0096043 | 0.034597 | 0.16871 | 0.21282 | 0.184 | 0.13413 | 0.1479 | 0.099129 | 0.0056549
2B | 1000-1499 | 1970s | 0 | 3.7422e-05 | 0.00099087 | 0.0057583 | 0.016161 | 0.030469 | 0.045259 | 0.05769 | 0.1372 | 0.32579 | 0.19796 | 0.097742 | 0.045334 | 0.030488 | 0.0091176 | 0.00087155
3A | 1000-1499 | 1970s | 0 | 2.8852e-06 | 0.00011548 | 0.00094821 | 0.0035574 | 0.0085613 | 0.01566 | 0.023906 | 0.071841 | 0.25549 | 0.23631 | 0.16086 | 0.096634 | 0.08596 | 0.040148 | 0.0062982
3B | 1000-1499 | 1970s | 0 | 3.7422e-05 | 0.00099087 | 0.0057583 | 0.016161 | 0.030469 | 0.045259 | 0.05769 | 0.1372 | 0.32579 | 0.19796 | 0.097742 | 0.045334 | 0.030488 | 0.0091176 | 0.0041979
3C | 1000-1499 | 1970s | 0 | 1.78e-05 | 0.00054103 | 0.0035024 | 0.010731 | 0.021757 | 0.034373 | 0.046212 | 0.1177 | 0.3144 | 0.21656 | 0.11764 | 0.058918 | 0.043014 | 0.014628 | 0.0011544
4A | 1000-1499 | 1970s | 0 | 1.4037e-06 | 6.3393e-05 | 0.00056809 | 0.002294 | 0.0058727 | 0.011322 | 0.018088 | 0.057697 | 0.22762 | 0.2335 | 0.17211 | 0.11026 | 0.1053 | 0.055315 | 0.0079556
4B | 1000-1499 | 1970s | 0 | 2.9611e-05 | 0.00081412 | 0.0048925 | 0.014129 | 0.027289 | 0.041383 | 0.053707 | 0.13072 | 0.32302 | 0.20481 | 0.10443 | 0.049702 | 0.034353 | 0.010718 | 0.0003874
4C | 1000-1499 | 1970s | 0 | 2.7074e-06 | 0.00011032 | 0.00091407 | 0.0034515 | 0.0083468 | 0.015327 | 0.023474 | 0.070833 | 0.25368 | 0.23629 | 0.16171 | 0.097571 | 0.087217 | 0.041074 | 0.0013681
5A | 1000-1499 | 1970s | 0 | 1.0326e-05 | 0.00034083 | 0.0023752 | 0.0077516 | 0.01658 | 0.027421 | 0.038359 | 0.10286 | 0.30021 | 0.22686 | 0.13226 | 0.070124 | 0.05444 | 0.02041 | 0.0085027
5B | 1000-1499 | 1970s | 0 | 2.9611e-05 | 0.00081412 | 0.0048925 | 0.014129 | 0.027289 | 0.041383 | 0.053707 | 0.13072 | 0.32302 | 0.20481 | 0.10443 | 0.049702 | 0.034353 | 0.010718 | 0.0016217
6A | 1000-1499 | 1970s | 0 | 2.7474e-05 | 0.00076442 | 0.0046444 | 0.013538 | 0.026352 | 0.040225 | 0.052499 | 0.1287 | 0.32193 | 0.2068 | 0.10651 | 0.051108 | 0.035634 | 0.011268 | 0.0024676
6B | 1000-1499 | 1970s | 0 | 2.3322e-05 | 0.00066902 | 0.0041616 | 0.012365 | 0.024456 | 0.03784 | 0.049969 | 0.12437 | 0.31929 | 0.21085 | 0.11091 | 0.054129 | 0.038441 | 0.012522 | 0.00041387
7A | 1000-1499 | 1970s | 0 | 2.7474e-05 | 0.00076442 | 0.0046444 | 0.013538 | 0.026352 | 0.040225 | 0.052499 | 0.1287 | 0.32193 | 0.2068 | 0.10651 | 0.051108 | 0.035634 | 0.011268 | 0.00034145
7B | 1000-1499 | 1970s | 0 | 2.3322e-05 | 0.00066902 | 0.0041616 | 0.012365 | 0.024456 | 0.03784 | 0.049969 | 0.12437 | 0.31929 | 0.21085 | 0.11091 | 0.054129 | 0.038441 | 0.012522 | 4.1005e-05
1A | 1500-1999 | 1970s | 0 | 7.1852e-07 | 3.7511e-05 | 0.00036666 | 0.0015804 | 0.004262 | 0.0085792 | 0.01422 | 0.047599 | 0.20419 | 0.22751 | 0.17874 | 0.12057 | 0.12191 | 0.070439 | 0.00053858
2A | 1500-1999 | 1970s | 0 | 7.1852e-07 | 3.7511e-05 | 0.00036666 | 0.0015804 | 0.004262 | 0.0085792 | 0.01422 | 0.047599 | 0.20419 | 0.22751 | 0.17874 | 0.12057 | 0.12191 | 0.070439 | 0.0039185
2B | 1500-1999 | 1970s | 2.2222e-08 | 7.7741e-05 | 0.0017852 | 0.0092847 | 0.023815 | 0.041665 | 0.058088 | 0.070093 | 0.1554 | 0.32736 | 0.17467 | 0.078141 | 0.033483 | 0.020705 | 0.0054364 | 0.00066423
3A | 1500-1999 | 1970s | 0 | 6.5704e-06 | 0.0002309 | 0.0017067 | 0.0058617 | 0.013096 | 0.022484 | 0.03249 | 0.090886 | 0.28543 | 0.23263 | 0.1437 | 0.079818 | 0.06517 | 0.026482 | 0.0043901
3B | 1500-1999 | 1970s | 2.2222e-08 | 7.7741e-05 | 0.0017852 | 0.0092847 | 0.023815 | 0.041665 | 0.058088 | 0.070093 | 0.1554 | 0.32736 | 0.17467 | 0.078141 | 0.033483 | 0.020705 | 0.0054364 | 0.0029563
3C | 1500-1999 | 1970s | 7.4074e-09 | 3.8156e-05 | 0.0010062 | 0.0058322 | 0.016334 | 0.03074 | 0.04559 | 0.05803 | 0.13775 | 0.32601 | 0.19738 | 0.09718 | 0.044968 | 0.030163 | 0.008979 | 0.00084322
4A | 1500-1999 | 1970s | 0 | 3.2778e-06 | 0.00012982 | 0.0010508 | 0.0038885 | 0.0092437 | 0.016726 | 0.025292 | 0.075056 | 0.26111 | 0.2362 | 0.15808 | 0.093682 | 0.082104 | 0.037426 | 0.0055182
4B | 1500-1999 | 1970s | 1.1111e-08 | 6.1411e-05 | 0.0014786 | 0.0079723 | 0.021055 | 0.037745 | 0.053725 | 0.066003 | 0.14973 | 0.32801 | 0.18265 | 0.084398 | 0.037116 | 0.023591 | 0.0064632 | 0.00028472
4C | 1500-1999 | 1970s | 0 | 6.2889e-06 | 0.00022248 | 0.0016533 | 0.0057053 | 0.012799 | 0.02205 | 0.031961 | 0.089765 | 0.28388 | 0.23304 | 0.14475 | 0.080764 | 0.066265 | 0.027139 | 0.001049
5A | 1500-1999 | 1970s | 0 | 2.2156e-05 | 0.00064552 | 0.0040484 | 0.012094 | 0.024018 | 0.037286 | 0.049377 | 0.12334 | 0.31861 | 0.2118 | 0.11197 | 0.054861 | 0.039119 | 0.012816 | 0.0054434
5B | 1500-1999 | 1970s | 1.1111e-08 | 6.1411e-05 | 0.0014786 | 0.0079723 | 0.021055 | 0.037745 | 0.053725 | 0.066003 | 0.14973 | 0.32801 | 0.18265 | 0.084398 | 0.037116 | 0.023591 | 0.0064632 | 0.0012438
6A | 1500-1999 | 1970s | 1.1111e-08 | 5.6678e-05 | 0.0013882 | 0.0075842 | 0.020235 | 0.036569 | 0.052401 | 0.064742 | 0.14793 | 0.328 | 0.18507 | 0.086377 | 0.038292 | 0.024545 | 0.0068118 | 0.0016295
6B | 1500-1999 | 1970s | 7.4074e-09 | 4.83e-05 | 0.0012235 | 0.0068475 | 0.018622 | 0.03419 | 0.049653 | 0.062067 | 0.14396 | 0.32754 | 0.19008 | 0.090629 | 0.040869 | 0.026672 | 0.007609 | 0.00030198
7A | 1500-1999 | 1970s | 1.1111e-08 | 5.6678e-05 | 0.0013882 | 0.0075842 | 0.020235 | 0.036569 | 0.052401 | 0.064742 | 0.14793 | 0.328 | 0.18507 | 0.086377 | 0.038292 | 0.024545 | 0.0068118 | 0.00023367
7B | 1500-1999 | 1970s | 7.4074e-09 | 4.83e-05 | 0.0012235 | 0.0068475 | 0.018622 | 0.03419 | 0.049653 | 0.062067 | 0.14396 | 0.32754 | 0.19008 | 0.090629 | 0.040869 | 0.026672 | 0.007609 | 4.1898e-05
1A | 2000-2499 | 1970s | 0 | 1.8963e-06 | 8.1985e-05 | 0.00070959 | 0.002779 | 0.0069301 | 0.013063 | 0.020465 | 0.063618 | 0.23994 | 0.23537 | 0.16762 | 0.10444 | 0.096719 | 0.048258 | 0.00020781
2A | 2000-2499 | 1970s | 0 | 1.8963e-06 | 8.1985e-05 | 0.00070959 | 0.002779 | 0.0069301 | 0.013063 | 0.020465 | 0.063618 | 0.23994 | 0.23537 | 0.16762 | 0.10444 | 0.096719 | 0.048258 | 0.0019509
2B | 2000-2499 | 1970s | 1.1852e-07 | 0.00016627 | 0.0031874 | 0.01465 | 0.034169 | 0.055346 | 0.072323 | 0.08253 | 0.17045 | 0.31825 | 0.14854 | 0.060055 | 0.023732 | 0.013485 | 0.0031131 | 0.00038382
3A | 2000-2499 | 1970s | 0 | 1.4289e-05 | 0.00044855 | 0.0029915 | 0.0094046 | 0.019491 | 0.031378 | 0.042882 | 0.11156 | 0.30911 | 0.22125 | 0.12374 | 0.063441 | 0.04749 | 0.016795 | 0.0024889
3B | 2000-2499 | 1970s | 1.1852e-07 | 0.00016627 | 0.0031874 | 0.01465 | 0.034169 | 0.055346 | 0.072323 | 0.08253 | 0.17045 | 0.31825 | 0.14854 | 0.060055 | 0.023732 | 0.013485 | 0.0031131 | 0.0013649
3C | 2000-2499 | 1970s | 2.5926e-08 | 8.1289e-05 | 0.0018422 | 0.0095044 | 0.024244 | 0.042245 | 0.05871 | 0.070658 | 0.15615 | 0.32716 | 0.17353 | 0.077273 | 0.032985 | 0.020314 | 0.0052992 | 0.0003885
4A | 2000-2499 | 1970s | 0 | 7.7148e-06 | 0.00026351 | 0.0019054 | 0.0064303 | 0.01416 | 0.024015 | 0.034339 | 0.094748 | 0.29055 | 0.23104 | 0.14005 | 0.07661 | 0.061525 | 0.024354 | 0.0035288
4B | 2000-2499 | 1970s | 6.2963e-08 | 0.0001294 | 0.0026464 | 0.012685 | 0.030531 | 0.05071 | 0.067666 | 0.078617 | 0.1661 | 0.32233 | 0.15707 | 0.065611 | 0.026615 | 0.015542 | 0.003741 | 0.00017763
4C | 2000-2499 | 1970s | 0 | 1.3733e-05 | 0.00043317 | 0.0029036 | 0.0091706 | 0.019083 | 0.03083 | 0.042264 | 0.1104 | 0.30802 | 0.22206 | 0.12488 | 0.064312 | 0.048378 | 0.017249 | 0.00048938
5A | 2000-2499 | 1970s | 1.1111e-08 | 4.7178e-05 | 0.0011995 | 0.0067372 | 0.018378 | 0.033832 | 0.049242 | 0.061669 | 0.14337 | 0.32748 | 0.19081 | 0.09125 | 0.041249 | 0.026992 | 0.0077345 | 0.0036874
5B | 2000-2499 | 1970s | 6.2963e-08 | 0.0001294 | 0.0026464 | 0.012685 | 0.030531 | 0.05071 | 0.067666 | 0.078617 | 0.1661 | 0.32233 | 0.15707 | 0.065611 | 0.026615 | 0.015542 | 0.003741 | 0.00087135
6A | 2000-2499 | 1970s | 5.1852e-08 | 0.00012051 | 0.0025043 | 0.01214 | 0.029477 | 0.04932 | 0.066225 | 0.077366 | 0.16462 | 0.32336 | 0.15974 | 0.067404 | 0.027558 | 0.016221 | 0.0039482 | 0.001254
6B | 2000-2499 | 1970s | 4.4444e-08 | 0.00010353 | 0.0022197 | 0.011028 | 0.027312 | 0.046446 | 0.063226 | 0.074739 | 0.16142 | 0.32523 | 0.16523 | 0.071224 | 0.029623 | 0.017753 | 0.0044425 | 0.00023778
7A | 2000-2499 | 1970s | 5.1852e-08 | 0.00012051 | 0.0025043 | 0.01214 | 0.029477 | 0.04932 | 0.066225 | 0.077366 | 0.16462 | 0.32336 | 0.15974 | 0.067404 | 0.027558 | 0.016221 | 0.0039482 | 0.00019096
7B | 2000-2499 | 1970s | 4.4444e-08 | 0.00010353 | 0.0022197 | 0.011028 | 0.027312 | 0.046446 | 0.063226 | 0.074739 | 0.16142 | 0.32523 | 0.16523 | 0.071224 | 0.029623 | 0.017753 | 0.0044425 | 2.6328e-05
1A | 2500-2999 | 1970s | 0 | 4.337e-06 | 0.00016636 | 0.0013016 | 0.004671 | 0.010813 | 0.019123 | 0.028345 | 0.081941 | 0.27238 | 0.23528 | 0.15197 | 0.087511 | 0.074318 | 0.032179 | 9.3983e-05
2A | 2500-2999 | 1970s | 0 | 4.337e-06 | 0.00016636 | 0.0013016 | 0.004671 | 0.010813 | 0.019123 | 0.028345 | 0.081941 | 0.27238 | 0.23528 | 0.15197 | 0.087511 | 0.074318 | 0.032179 | 0.00085974
2B | 2500-2999 | 1970s | 4.7037e-07 | 0.0003493 | 0.0054992 | 0.022257 | 0.047191 | 0.070803 | 0.086771 | 0.093696 | 0.18048 | 0.29946 | 0.12227 | 0.044685 | 0.016291 | 0.0085164 | 0.0017349 | 0.00021287
3A | 2500-2999 | 1970s | 0 | 3.0822e-05 | 0.00084556 | 0.0050545 | 0.014519 | 0.027909 | 0.042149 | 0.054504 | 0.13204 | 0.32368 | 0.20347 | 0.10308 | 0.0488 | 0.033542 | 0.010375 | 0.0011736
3B | 2500-2999 | 1970s | 4.7037e-07 | 0.0003493 | 0.0054992 | 0.022257 | 0.047191 | 0.070803 | 0.086771 | 0.093696 | 0.18048 | 0.29946 | 0.12227 | 0.044685 | 0.016291 | 0.0085164 | 0.0017349 | 0.00072913
3C | 2500-2999 | 1970s | 1.1852e-07 | 0.00017076 | 0.0032524 | 0.014882 | 0.034592 | 0.055878 | 0.072849 | 0.082966 | 0.17092 | 0.31774 | 0.14757 | 0.05944 | 0.02342 | 0.013268 | 0.0030506 | 0.00023483
4A | 2500-2999 | 1970s | 0 | 1.6622e-05 | 0.00050637 | 0.0033041 | 0.01021 | 0.020865 | 0.033197 | 0.044911 | 0.11533 | 0.31246 | 0.21843 | 0.11999 | 0.060637 | 0.044698 | 0.015435 | 0.0017606
4B | 2500-2999 | 1970s | 2.8889e-07 | 0.00027192 | 0.0046097 | 0.01949 | 0.04265 | 0.065611 | 0.082102 | 0.090258 | 0.17782 | 0.30653 | 0.13074 | 0.049384 | 0.018487 | 0.0099327 | 0.0021085 | 8.5025e-05
4C | 2500-2999 | 1970s | 0 | 2.9659e-05 | 0.00081718 | 0.0049118 | 0.01418 | 0.027376 | 0.041495 | 0.053827 | 0.13093 | 0.32312 | 0.2046 | 0.10423 | 0.04957 | 0.034237 | 0.01067 | 0.00024842
5A | 2500-2999 | 1970s | 3.7037e-08 | 9.9778e-05 | 0.0021638 | 0.010815 | 0.026897 | 0.045891 | 0.062641 | 0.074221 | 0.16078 | 0.32554 | 0.16629 | 0.071985 | 0.030047 | 0.018079 | 0.0045552 | 0.0018012
5B | 2500-2999 | 1970s | 2.8889e-07 | 0.00027192 | 0.0046097 | 0.01949 | 0.04265 | 0.065611 | 0.082102 | 0.090258 | 0.17782 | 0.30653 | 0.13074 | 0.049384 | 0.018487 | 0.0099327 | 0.0021085 | 0.00050862
6A | 2500-2999 | 1970s | 2.6296e-07 | 0.00025547 | 0.0043781 | 0.018706 | 0.041302 | 0.064022 | 0.080635 | 0.089145 | 0.17688 | 0.30857 | 0.13339 | 0.050888 | 0.019199 | 0.010397 | 0.0022326 | 0.0005579
6B | 2500-2999 | 1970s | 1.9259e-07 | 0.00021881 | 0.0039018 | 0.017116 | 0.038557 | 0.06074 | 0.077547 | 0.086742 | 0.17469 | 0.31251 | 0.139 | 0.054185 | 0.020797 | 0.011465 | 0.0025289 | 5.8609e-05
7A | 2500-2999 | 1970s | 2.6296e-07 | 0.00025547 | 0.0043781 | 0.018706 | 0.041302 | 0.064022 | 0.080635 | 0.089145 | 0.17688 | 0.30857 | 0.13339 | 0.050888 | 0.019199 | 0.010397 | 0.0022326 | 9.4889e-05
7B | 2500-2999 | 1970s | 1.9259e-07 | 0.00021881 | 0.0039018 | 0.017116 | 0.038557 | 0.06074 | 0.077547 | 0.086742 | 0.17469 | 0.31251 | 0.139 | 0.054185 | 0.020797 | 0.011465 | 0.0025289 | 6.7001e-06
1A | 3000-3999 | 1970s | 0 | 1.2152e-05 | 0.0003904 | 0.0026613 | 0.0085263 | 0.017956 | 0.029306 | 0.040526 | 0.10706 | 0.30463 | 0.22423 | 0.12816 | 0.066881 | 0.051041 | 0.018619 | 5.4832e-05
2A | 3000-3999 | 1970s | 0 | 1.2152e-05 | 0.0003904 | 0.0026613 | 0.0085263 | 0.017956 | 0.029306 | 0.040526 | 0.10706 | 0.30463 | 0.22423 | 0.12816 | 0.066881 | 0.051041 | 0.018619 | 0.00058614
2B | 3000-3999 | 1970s | 2.7815e-06 | 0.00087577 | 0.010449 | 0.03576 | 0.06718 | 0.091603 | 0.10367 | 0.10453 | 0.18477 | 0.26517 | 0.091445 | 0.029441 | 0.0097071 | 0.004582 | 0.00080341 | 0.00011718
3A | 3000-3999 | 1970s | 2.2222e-08 | 7.8526e-05 | 0.0017903 | 0.0092885 | 0.023804 | 0.041637 | 0.058048 | 0.070048 | 0.15532 | 0.32729 | 0.17472 | 0.078208 | 0.033537 | 0.020762 | 0.0054661 | 0.00076862
3B | 3000-3999 | 1970s | 2.7815e-06 | 0.00087577 | 0.010449 | 0.03576 | 0.06718 | 0.091603 | 0.10367 | 0.10453 | 0.18477 | 0.26517 | 0.091445 | 0.029441 | 0.0097071 | 0.004582 | 0.00080341 | 0.0003458
3C | 3000-3999 | 1970s | 7.4444e-07 | 0.00043511 | 0.0064046 | 0.024923 | 0.051386 | 0.075425 | 0.090768 | 0.096492 | 0.18225 | 0.29256 | 0.115 | 0.04086 | 0.01457 | 0.0074476 | 0.0014687 | 0.00010926
4A | 3000-3999 | 1970s | 7.4074e-09 | 4.2281e-05 | 0.001097 | 0.0062632 | 0.017316 | 0.032234 | 0.04736 | 0.059798 | 0.14049 | 0.32673 | 0.19419 | 0.094303 | 0.043169 | 0.028635 | 0.0083831 | 0.0011505
4B | 3000-3999 | 1970s | 1.637e-06 | 0.00068558 | 0.0088814 | 0.031795 | 0.061628 | 0.086118 | 0.09948 | 0.1021 | 0.18454 | 0.27502 | 0.09916 | 0.033008 | 0.011175 | 0.0054186 | 0.00098853 | 5.2237e-05
4C | 3000-3999 | 1970s | 2.2222e-08 | 7.4159e-05 | 0.0017246 | 0.0090367 | 0.023303 | 0.040944 | 0.057288 | 0.069344 | 0.15436 | 0.32749 | 0.17615 | 0.079291 | 0.034146 | 0.021227 | 0.0056189 | 0.00012609
5A | 3000-3999 | 1970s | 2.5556e-07 | 0.0002522 | 0.0043538 | 0.018649 | 0.041219 | 0.063923 | 0.080533 | 0.089053 | 0.17676 | 0.30863 | 0.1336 | 0.051041 | 0.019282 | 0.010457 | 0.0022511 | 0.001276
5B | 3000-3999 | 1970s | 1.637e-06 | 0.00068558 | 0.0088814 | 0.031795 | 0.061628 | 0.086118 | 0.09948 | 0.1021 | 0.18454 | 0.27502 | 0.09916 | 0.033008 | 0.011175 | 0.0054186 | 0.00098853 | 0.00030107
6A | 3000-3999 | 1970s | 1.5111e-06 | 0.00064029 | 0.0084389 | 0.030613 | 0.059935 | 0.084419 | 0.098154 | 0.1013 | 0.18436 | 0.27796 | 0.10159 | 0.034169 | 0.011664 | 0.0057029 | 0.0010529 | 0.00041051
6B | 3000-3999 | 1970s | 1.163e-06 | 0.00055247 | 0.007584 | 0.028255 | 0.056446 | 0.080813 | 0.09526 | 0.099481 | 0.18374 | 0.284 | 0.10684 | 0.036721 | 0.012754 | 0.0063471 | 0.0012032 | 3.743e-05
7A | 3000-3999 | 1970s | 1.5111e-06 | 0.00064029 | 0.0084389 | 0.030613 | 0.059935 | 0.084419 | 0.098154 | 0.1013 | 0.18436 | 0.27796 | 0.10159 | 0.034169 | 0.011664 | 0.0057029 | 0.0010529 | 6.2633e-05
7B | 3000-3999 | 1970s | 1.163e-06 | 0.00055247 | 0.007584 | 0.028255 | 0.056446 | 0.080813 | 0.09526 | 0.099481 | 0.18374 | 0.284 | 0.10684 | 0.036721 | 0.012754 | 0.0063471 | 0.0012032 | 5.5083e-06
1A | 4000+ | 1970s | 0.00019796 | 0.013451 | 0.068233 | 0.129 | 0.1556 | 0.14916 | 0.12587 | 0.09856 | 0.1275 | 0.10833 | 0.019278 | 0.0037327 | 0.00081472 | 0.00025303 | 2.44e-05 | 2.6213e-05
2A | 4000+ | 1970s | 0.00019796 | 0.013451 | 0.068233 | 0.129 | 0.1556 | 0.14916 | 0.12587 | 0.09856 | 0.1275 | 0.10833 | 0.019278 | 0.0037327 | 0.00081472 | 0.00025303 | 2.44e-05 | 0.00020776
2B | 4000+ | 1970s | 0.0030549 | 0.11553 | 0.25466 | 0.23449 | 0.16047 | 0.097842 | 0.056918 | 0.032554 | 0.029226 | 0.013961 | 0.0011549 | 0.00012704 | 1.76e-05 | 3.4667e-06 | 8.7778e-07 | 4.5078e-05
3A | 4000+ | 1970s | 0.0006536 | 0.038194 | 0.13699 | 0.19091 | 0.18111 | 0.14327 | 0.10311 | 0.070478 | 0.077495 | 0.050442 | 0.0062341 | 0.00090501 | 0.00015497 | 3.7522e-05 | 3.0222e-06 | 0.00025398
3B | 4000+ | 1970s | 0.0030549 | 0.11553 | 0.25466 | 0.23449 | 0.16047 | 0.097842 | 0.056918 | 0.032554 | 0.029226 | 0.013961 | 0.0011549 | 0.00012704 | 1.76e-05 | 3.4667e-06 | 8.7778e-07 | 0.00021975
3C | 4000+ | 1970s | 0.001767 | 0.085697 | 0.22014 | 0.22911 | 0.17271 | 0.11379 | 0.07052 | 0.042514 | 0.040471 | 0.021072 | 0.0019374 | 0.00022728 | 3.29e-05 | 6.7556e-06 | 1.0444e-06 | 6.4724e-05
4A | 4000+ | 1970s | 0.00046728 | 0.027658 | 0.11099 | 0.17141 | 0.1763 | 0.14872 | 0.11283 | 0.080664 | 0.09353 | 0.066367 | 0.0092478 | 0.0014766 | 0.00027413 | 7.2122e-05 | 5.8667e-06 | 0.0004286
4B | 4000+ | 1970s | 0.0024978 | 0.10465 | 0.2434 | 0.23349 | 0.16505 | 0.1033 | 0.061401 | 0.035758 | 0.032757 | 0.016124 | 0.0013848 | 0.00015594 | 2.1967e-05 | 4.4222e-06 | 9.2222e-07 | 2.454e-05
4C | 4000+ | 1970s | 0.00063818 | 0.037412 | 0.1352 | 0.18965 | 0.18085 | 0.14369 | 0.10379 | 0.071176 | 0.078571 | 0.051467 | 0.0064129 | 0.00093591 | 0.00016082 | 3.9022e-05 | 3.2222e-06 | 6.5374e-05
5A | 4000+ | 1970s | 0.0012503 | 0.067514 | 0.19341 | 0.22065 | 0.17879 | 0.12476 | 0.081013 | 0.050778 | 0.05051 | 0.028101 | 0.0028132 | 0.0003495 | 5.2789e-05 | 1.1278e-05 | 1.3333e-06 | 0.00047993
5B | 4000+ | 1970s | 0.0024978 | 0.10465 | 0.2434 | 0.23349 | 0.16505 | 0.1033 | 0.061401 | 0.035758 | 0.032757 | 0.016124 | 0.0013848 | 0.00015594 | 2.1967e-05 | 4.4222e-06 | 9.2222e-07 | 0.00014098
6A | 4000+ | 1970s | 0.0023846 | 0.10155 | 0.23967 | 0.233 | 0.16645 | 0.10504 | 0.06284 | 0.036781 | 0.033867 | 0.016775 | 0.0014475 | 0.00016298 | 2.2911e-05 | 4.5889e-06 | 9e-07 | 0.00012574
6B | 4000+ | 1970s | 0.0020975 | 0.094897 | 0.23209 | 0.23181 | 0.16912 | 0.10853 | 0.065835 | 0.038988 | 0.036384 | 0.018399 | 0.0016329 | 0.00018757 | 2.6767e-05 | 5.4444e-06 | 9.7778e-07 | 6.9363e-05
7A | 4000+ | 1970s | 0.0023846 | 0.10155 | 0.23967 | 0.233 | 0.16645 | 0.10504 | 0.06284 | 0.036781 | 0.033867 | 0.016775 | 0.0014475 | 0.00016298 | 2.2911e-05 | 4.5889e-06 | 9e-07 | 2.5626e-05
7B | 4000+ | 1970s | 0.0020975 | 0.094897 | 0.23209 | 0.23181 | 0.16912 | 0.10853 | 0.065835 | 0.038988 | 0.036384 | 0.018399 | 0.0016329 | 0.00018757 | 2.6767e-05 | 5.4444e-06 | 9.7778e-07 | 8.7165e-06
1A | 500-749 | 1970s | 0 | 5.1852e-08 | 6.2037e-06 | 7.8967e-05 | 0.00041759 | 0.0013311 | 0.0030841 | 0.0057696 | 0.022676 | 0.12896 | 0.18834 | 0.1824 | 0.14572 | 0.17816 | 0.14305 | 0.00041439
2A | 500-749 | 1970s | 0 | 5.1852e-08 | 6.2037e-06 | 7.8967e-05 | 0.00041759 | 0.0013311 | 0.0030841 | 0.0057696 | 0.022676 | 0.12896 | 0.18834 | 0.1824 | 0.14572 | 0.17816 | 0.14305 | 0.0020403
2B | 500-749 | 1970s | 0 | 1.5515e-05 | 0.00047578 | 0.0031331 | 0.0097658 | 0.020109 | 0.032201 | 0.043808 | 0.1133 | 0.31073 | 0.21997 | 0.122 | 0.062132 | 0.046187 | 0.016167 | 0.00033489
3A | 500-749 | 1970s | 0 | 9.5556e-07 | 4.7378e-05 | 0.00044699 | 0.0018734 | 0.0049376 | 0.0097496 | 0.015895 | 0.052055 | 0.21494 | 0.23064 | 0.176 | 0.11597 | 0.11425 | 0.06319 | 0.0019017
3B | 500-749 | 1970s | 0 | 1.5515e-05 | 0.00047578 | 0.0031331 | 0.0097658 | 0.020109 | 0.032201 | 0.043808 | 0.1133 | 0.31073 | 0.21997 | 0.122 | 0.062132 | 0.046187 | 0.016167 | 0.0020892
3C | 500-749 | 1970s | 0 | 7.1741e-06 | 0.00025047 | 0.0018323 | 0.0062322 | 0.013803 | 0.023515 | 0.033746 | 0.093531 | 0.28898 | 0.23157 | 0.14121 | 0.077626 | 0.062676 | 0.025018 | 0.0004894
4A | 500-749 | 1970s | 0 | 4.4074e-07 | 2.5041e-05 | 0.00025879 | 0.0011683 | 0.0032755 | 0.0068158 | 0.011627 | 0.040433 | 0.18548 | 0.2206 | 0.18226 | 0.12805 | 0.13547 | 0.084538 | 0.0028672
4B | 500-749 | 1970s | 0 | 1.2019e-05 | 0.00038516 | 0.0026274 | 0.0084314 | 0.017787 | 0.029077 | 0.040268 | 0.10658 | 0.3042 | 0.22458 | 0.12863 | 0.06723 | 0.05139 | 0.018793 | 0.00014625
4C | 500-749 | 1970s | 0 | 9.3333e-07 | 4.5856e-05 | 0.00043266 | 0.0018182 | 0.0048075 | 0.0095224 | 0.015569 | 0.051194 | 0.21292 | 0.23011 | 0.17657 | 0.11685 | 0.11567 | 0.064487 | 0.00055062
5A | 500-749 | 1970s | 0 | 3.9407e-06 | 0.00015246 | 0.0012058 | 0.0043741 | 0.010222 | 0.018228 | 0.027213 | 0.079418 | 0.26837 | 0.23573 | 0.15424 | 0.089747 | 0.077092 | 0.034007 | 0.0036171
5B | 500-749 | 1970s | 0 | 1.2019e-05 | 0.00038516 | 0.0026274 | 0.0084314 | 0.017787 | 0.029077 | 0.040268 | 0.10658 | 0.3042 | 0.22458 | 0.12863 | 0.06723 | 0.05139 | 0.018793 | 0.00071529
6A | 500-749 | 1970s | 0 | 1.0774e-05 | 0.00035675 | 0.0024755 | 0.0080346 | 0.017095 | 0.028139 | 0.039197 | 0.10452 | 0.30207 | 0.2259 | 0.13065 | 0.068821 | 0.053054 | 0.019669 | 0.00094175
6B | 500-749 | 1970s | 0 | 9.2148e-06 | 0.00031074 | 0.0022006 | 0.0072746 | 0.015725 | 0.026237 | 0.03698 | 0.10013 | 0.29715 | 0.22842 | 0.13491 | 0.072275 | 0.056738 | 0.021646 | 0.0001728
7A | 500-749 | 1970s | 0 | 1.0774e-05 | 0.00035675 | 0.0024755 | 0.0080346 | 0.017095 | 0.028139 | 0.039197 | 0.10452 | 0.30207 | 0.2259 | 0.13065 | 0.068821 | 0.053054 | 0.019669 | 9.9929e-05
7B | 500-749 | 1970s | 0 | 9.2148e-06 | 0.00031074 | 0.0022006 | 0.0072746 | 0.015725 | 0.026237 | 0.03698 | 0.10013 | 0.29715 | 0.22842 | 0.13491 | 0.072275 | 0.056738 | 0.021646 | 2.9849e-05
1A | 750-999 | 1970s | 0 | 1.1111e-07 | 9.4667e-06 | 0.00011408 | 0.00057724 | 0.0017729 | 0.0039791 | 0.00724 | 0.027408 | 0.1458 | 0.1998 | 0.18416 | 0.14137 | 0.16521 | 0.12256 | 0.00068037
2A | 750-999 | 1970s | 0 | 1.1111e-07 | 9.4667e-06 | 0.00011408 | 0.00057724 | 0.0017729 | 0.0039791 | 0.00724 | 0.027408 | 0.1458 | 0.1998 | 0.18416 | 0.14137 | 0.16521 | 0.12256 | 0.0033519
2B | 750-999 | 1970s | 0 | 2.2667e-05 | 0.00065677 | 0.0041056 | 0.012235 | 0.024246 | 0.037574 | 0.049682 | 0.12386 | 0.31894 | 0.21133 | 0.11145 | 0.054492 | 0.038762 | 0.012644 | 0.00055004
3A | 750-999 | 1970s | 0 | 1.5889e-06 | 7.0641e-05 | 0.00062496 | 0.0024925 | 0.0063111 | 0.012051 | 0.019092 | 0.060226 | 0.23301 | 0.23445 | 0.17025 | 0.10776 | 0.10152 | 0.052126 | 0.0032521
3B | 750-999 | 1970s | 0 | 2.2667e-05 | 0.00065677 | 0.0041056 | 0.012235 | 0.024246 | 0.037574 | 0.049682 | 0.12386 | 0.31894 | 0.21133 | 0.11145 | 0.054492 | 0.038762 | 0.012644 | 0.0030563
3C | 750-999 | 1970s | 0 | 1.0904e-05 | 0.00035425 | 0.0024484 | 0.0079464 | 0.016927 | 0.027899 | 0.038915 | 0.10396 | 0.30145 | 0.22623 | 0.1312 | 0.069257 | 0.053507 | 0.019898 | 0.00076164
4A | 750-999 | 1970s | 0 | 7.3704e-07 | 3.7756e-05 | 0.00036667 | 0.0015765 | 0.0042478 | 0.0085496 | 0.014174 | 0.047469 | 0.20389 | 0.22744 | 0.17882 | 0.12069 | 0.1221 | 0.070625 | 0.0047768
4B | 750-999 | 1970s | 0 | 1.7744e-05 | 0.00053476 | 0.0034596 | 0.010613 | 0.021554 | 0.034106 | 0.045918 | 0.11717 | 0.31399 | 0.21698 | 0.11816 | 0.059301 | 0.043389 | 0.014806 | 0.00022902
4C | 750-999 | 1970s | 0 | 1.4407e-06 | 6.6622e-05 | 0.0005989 | 0.0024106 | 0.0061409 | 0.011778 | 0.018725 | 0.059322 | 0.23113 | 0.23413 | 0.17091 | 0.10864 | 0.10286 | 0.05328 | 0.00077766
5A | 750-999 | 1970s | 0 | 6.2148e-06 | 0.00021964 | 0.0016345 | 0.00565 | 0.012694 | 0.021899 | 0.031778 | 0.089378 | 0.28336 | 0.23319 | 0.14512 | 0.081089 | 0.066633 | 0.027348 | 0.005339
5B | 750-999 | 1970s | 0 | 1.7744e-05 | 0.00053476 | 0.0034596 | 0.010613 | 0.021554 | 0.034106 | 0.045918 | 0.11717 | 0.31399 | 0.21698 | 0.11816 | 0.059301 | 0.043389 | 0.014806 | 0.001124
6A | 750-999 | 1970s | 0 | 1.643e-05 | 0.00050124 | 0.0032781 | 0.010148 | 0.020767 | 0.033075 | 0.044781 | 0.1151 | 0.31227 | 0.21861 | 0.12023 | 0.060819 | 0.044884 | 0.015526 | 0.0012823
6B | 750-999 | 1970s | 0 | 1.3974e-05 | 0.00043722 | 0.0029227 | 0.0092196 | 0.019171 | 0.030953 | 0.042408 | 0.11069 | 0.30832 | 0.22187 | 0.12459 | 0.064093 | 0.048162 | 0.017147 | 0.00030983
7A | 750-999 | 1970s | 0 | 1.643e-05 | 0.00050124 | 0.0032781 | 0.010148 | 0.020767 | 0.033075 | 0.044781 | 0.1151 | 0.31227 | 0.21861 | 0.12023 | 0.060819 | 0.044884 | 0.015526 | 0.00017307
7B | 750-999 | 1970s | 0 | 1.3974e-05 | 0.00043722 | 0.0029227 | 0.0092196 | 0.019171 | 0.030953 | 0.042408 | 0.11069 | 0.30832 | 0.22187 | 0.12459 | 0.064093 | 0.048162 | 0.017147 | 4.6384e-05
1A | 0-499 | 1980s | 0 | 4.1111e-07 | 2.4567e-05 | 0.00025676 | 0.0011643 | 0.0032709 | 0.0068125 | 0.011626 | 0.040435 | 0.18546 | 0.22057 | 0.18224 | 0.12806 | 0.13551 | 0.084572 | 4.4532e-05
2A | 0-499 | 1980s | 0 | 4.1111e-07 | 2.4567e-05 | 0.00025676 | 0.0011643 | 0.0032709 | 0.0068125 | 0.011626 | 0.040435 | 0.18546 | 0.22057 | 0.18224 | 0.12806 | 0.13551 | 0.084572 | 0.0003929
2B | 0-499 | 1980s | 1.1111e-08 | 5.34e-05 | 0.0013178 | 0.0072579 | 0.019511 | 0.035498 | 0.051166 | 0.063545 | 0.14617 | 0.32787 | 0.18732 | 0.088249 | 0.039416 | 0.025467 | 0.007156 | 0.00010798
3A | 0-499 | 1980s | 0 | 4.237e-06 | 0.00016044 | 0.0012559 | 0.0045234 | 0.010515 | 0.018669 | 0.027772 | 0.080672 | 0.27041 | 0.23554 | 0.15311 | 0.088618 | 0.075678 | 0.033069 | 0.00042182
3B | 0-499 | 1980s | 1.1111e-08 | 5.34e-05 | 0.0013178 | 0.0072579 | 0.019511 | 0.035498 | 0.051166 | 0.063545 | 0.14617 | 0.32787 | 0.18732 | 0.088249 | 0.039416 | 0.025467 | 0.007156 | 0.00054688
3C | 0-499 | 1980s | 0 | 2.58e-05 | 0.00073094 | 0.0044848 | 0.013161 | 0.02575 | 0.039473 | 0.051706 | 0.12735 | 0.32114 | 0.2081 | 0.10789 | 0.052045 | 0.036494 | 0.011645 | 9.3072e-05
4A | 0-499 | 1980s | 0 | 2.1444e-06 | 8.9704e-05 | 0.00076378 | 0.0029574 | 0.0073099 | 0.013678 | 0.021292 | 0.06564 | 0.24394 | 0.23578 | 0.16601 | 0.10249 | 0.09395 | 0.046103 | 0.00065007
4B | 0-499 | 1980s | 7.4074e-09 | 4.2107e-05 | 0.0010857 | 0.0061963 | 0.017151 | 0.031973 | 0.047049 | 0.059489 | 0.14002 | 0.32668 | 0.19477 | 0.09478 | 0.043448 | 0.028855 | 0.0084585 | 4.6555e-05
4C | 0-499 | 1980s | 0 | 4.037e-06 | 0.00015422 | 0.001215 | 0.0043984 | 0.010267 | 0.018294 | 0.027297 | 0.079607 | 0.26869 | 0.23571 | 0.15407 | 0.089573 | 0.076869 | 0.033851 | 0.00015015
5A | 0-499 | 1980s | 0 | 1.5063e-05 | 0.00046516 | 0.0030766 | 0.0096201 | 0.019858 | 0.031867 | 0.043431 | 0.11259 | 0.31007 | 0.2205 | 0.12272 | 0.062666 | 0.046712 | 0.016411 | 0.00054367
5B | 0-499 | 1980s | 7.4074e-09 | 4.2107e-05 | 0.0010857 | 0.0061963 | 0.017151 | 0.031973 | 0.047049 | 0.059489 | 0.14002 | 0.32668 | 0.19477 | 0.09478 | 0.043448 | 0.028855 | 0.0084585 | 0.00018151
6A | 0-499 | 1980s | 3.7037e-09 | 3.8819e-05 | 0.0010194 | 0.005891 | 0.016462 | 0.030926 | 0.045804 | 0.058238 | 0.13806 | 0.32609 | 0.19701 | 0.096838 | 0.04475 | 0.029973 | 0.0089016 | 0.00017643
6B | 0-499 | 1980s | 0 | 3.3252e-05 | 0.00089541 | 0.0052932 | 0.015079 | 0.028791 | 0.043231 | 0.055625 | 0.13388 | 0.32451 | 0.20156 | 0.10119 | 0.04756 | 0.032437 | 0.0099098 | 5.7613e-05
7A | 0-499 | 1980s | 3.7037e-09 | 3.8819e-05 | 0.0010194 | 0.005891 | 0.016462 | 0.030926 | 0.045804 | 0.058238 | 0.13806 | 0.32609 | 0.19701 | 0.096838 | 0 | 0 | 0 | 1.8514e-05 | 13.7141 | 4.8 | 4.8347 | 0.65 | 4
7B | 0-499 | 1980s | 0 | 3.3252e-05 | 0.00089541 | 0.0052932 | 0.015079 | 0.028791 | 0.043231 | 0.055625 | 0.13388 | 0.32451 | 0.20156 | 0.10119 | 0.04756 | 0.032437 | 0.0099098 | 8.1587e-06
1A | 1000-1499 | 1980s | 0 | 2.4037e-06 | 9.96e-05 | 0.00083704 | 0.0031996 | 0.0078195 | 0.01449 | 0.022367 | 0.068207 | 0.24881 | 0.23611 | 0.16392 | 0.10005 | 0.090569 | 0.043524 | 0.0007564
2A | 1000-1499 | 1980s | 0 | 2.4037e-06 | 9.96e-05 | 0.00083704 | 0.0031996 | 0.0078195 | 0.01449 | 0.022367 | 0.068207 | 0.24881 | 0.23611 | 0.16392 | 0.10005 | 0.090569 | 0.043524 | 0.0058365
2B | 1000-1499 | 1980s | 1.6296e-07 | 0.00020283 | 0.0036921 | 0.016408 | 0.037318 | 0.059239 | 0.076111 | 0.085601 | 0.17358 | 0.31419 | 0.14163 | 0.055774 | 0.021582 | 0.011997 | 0.0026791 | 0.00093653
3A | 1000-1499 | 1980s | 0 | 1.7656e-05 | 0.00053253 | 0.0034465 | 0.010577 | 0.021488 | 0.034016 | 0.045817 | 0.11699 | 0.31384 | 0.21714 | 0.11834 | 0.059426 | 0.043506 | 0.014859 | 0.0057926
3B | 1000-1499 | 1980s | 1.6296e-07 | 0.00020283 | 0.0036921 | 0.016408 | 0.037318 | 0.059239 | 0.076111 | 0.085601 | 0.17358 | 0.31419 | 0.14163 | 0.055774 | 0.021582 | 0.011997 | 0.0026791 | 0.0038936
3C | 1000-1499 | 1980s | 2.963e-08 | 9.8467e-05 | 0.0021414 | 0.010719 | 0.026697 | 0.045612 | 0.062338 | 0.073947 | 0.16043 | 0.32569 | 0.16686 | 0.07238 | 0.030259 | 0.018232 | 0.0046011 | 0.0008354
4A | 1000-1499 | 1980s | 0 | 9.5556e-06 | 0.00031453 | 0.0022102 | 0.0072849 | 0.015729 | 0.026232 | 0.036967 | 0.10009 | 0.29707 | 0.22841 | 0.13493 | 0.0723 | 0.056775 | 0.021679 | 0.0065221
4B | 1000-1499 | 1980s | 1e-07 | 0.00015797 | 0.003074 | 0.014254 | 0.033454 | 0.054448 | 0.07143 | 0.081786 | 0.16964 | 0.3191 | 0.15019 | 0.06111 | 0.02427 | 0.01386 | 0.003223 | 0.00035313
4C | 1000-1499 | 1980s | 0 | 1.6852e-05 | 0.00051227 | 0.0033393 | 0.010308 | 0.021043 | 0.03344 | 0.045186 | 0.11584 | 0.3129 | 0.21804 | 0.1195 | 0.060274 | 0.044337 | 0.015253 | 0.00092318
5A | 1000-1499 | 1980s | 1.1111e-08 | 5.8263e-05 | 0.0014111 | 0.0076656 | 0.020386 | 0.036768 | 0.052612 | 0.064936 | 0.1482 | 0.328 | 0.1847 | 0.086055 | 0.038091 | 0.024373 | 0.0067432 | 0.0054267
5B | 1000-1499 | 1980s | 1e-07 | 0.00015797 | 0.003074 | 0.014254 | 0.033454 | 0.054448 | 0.07143 | 0.081786 | 0.16964 | 0.3191 | 0.15019 | 0.06111 | 0.02427 | 0.01386 | 0.003223 | 0.0014097
6A | 1000-1499 | 1980s | 8.8889e-08 | 0.00014724 | 0.0029045 | 0.013627 | 0.032293 | 0.05298 | 0.069971 | 0.080577 | 0.16833 | 0.32044 | 0.15283 | 0.062818 | 0.025158 | 0.014499 | 0.0034218 | 0.0016717
6B | 1000-1499 | 1980s | 5.9259e-08 | 0.0001259 | 0.0025787 | 0.012409 | 0.029985 | 0.049988 | 0.066921 | 0.077974 | 0.16535 | 0.32288 | 0.15843 | 0.06652 | 0.027095 | 0.01589 | 0.0038495 | 0.00036827
7A | 1000-1499 | 1980s | 8.8889e-08 | 0.00014724 | 0.0029045 | 0.013627 | 0.032293 | 0.05298 | 0.069971 | 0.080577 | 0.16833 | 0.32044 | 0.15283 | 0.062818 | 0.025158 | 0.014499 | 0.0034218 | 0.00020445
7B | 1000-1499 | 1980s | 5.9259e-08 | 0.0001259 | 0.0025787 | 0.012409 | 0.029985 | 0.049988 | 0.066921 | 0.077974 | 0.16535 | 0.32288 | 0.15843 | 0.06652 | 0.027095 | 0.01589 | 0.0038495 | 6.4238e-05
1A | 1500-1999 | 1980s | 0 | 5.4963e-06 | 0.00020028 | 0.0015161 | 0.0053067 | 0.012042 | 0.020945 | 0.030609 | 0.086879 | 0.2798 | 0.234 | 0.14744 | 0.083213 | 0.06914 | 0.028902 | 0.00048687
2A | 1500-1999 | 1980s | 0 | 5.4963e-06 | 0.00020028 | 0.0015161 | 0.0053067 | 0.012042 | 0.020945 | 0.030609 | 0.086879 | 0.2798 | 0.234 | 0.14744 | 0.083213 | 0.06914 | 0.028902 | 0.0046712
2B | 1500-1999 | 1980s | 6.7778e-07 | 0.000423 | 0.006293 | 0.02461 | 0.050911 | 0.074923 | 0.090358 | 0.096229 | 0.18215 | 0.29339 | 0.11574 | 0.04122 | 0.014725 | 0.0075413 | 0.0014914 | 0.00062102
3A | 1500-1999 | 1980s | 3.7037e-09 | 3.7289e-05 | 0.00098734 | 0.005741 | 0.016121 | 0.030407 | 0.045183 | 0.057611 | 0.13707 | 0.32573 | 0.19811 | 0.097884 | 0.045421 | 0.030557 | 0.0091374 | 0.0046015
3B | 1500-1999 | 1980s | 6.7778e-07 | 0.000423 | 0.006293 | 0.02461 | 0.050911 | 0.074923 | 0.090358 | 0.096229 | 0.18215 | 0.29339 | 0.11574 | 0.04122 | 0.014725 | 0.0075413 | 0.0014914 | 0.002904
3C | 1500-1999 | 1980s | 1.7778e-07 | 0.00020777 | 0.0037495 | 0.016597 | 0.037649 | 0.059644 | 0.076505 | 0.085919 | 0.1739 | 0.31376 | 0.1409 | 0.055326 | 0.02136 | 0.011848 | 0.0026385 | 0.00058407
4A | 1500-1999 | 1980s | 0 | 2.0318e-05 | 0.00059628 | 0.0037809 | 0.011417 | 0.022892 | 0.035837 | 0.047808 | 0.12057 | 0.31664 | 0.2142 | 0.11475 | 0.05683 | 0.040988 | 0.01367 | 0.0052472
4B | 1500-1999 | 1980s | 4.037e-07 | 0.00033049 | 0.0052954 | 0.021629 | 0.046162 | 0.069633 | 0.085729 | 0.092942 | 0.17994 | 0.30113 | 0.12414 | 0.045696 | 0.016755 | 0.0088113 | 0.0018114 | 0.00025107
4C | 1500-1999 | 1980s | 3.7037e-09 | 3.6141e-05 | 0.00095688 | 0.0055854 | 0.015754 | 0.029837 | 0.044497 | 0.056918 | 0.13597 | 0.32534 | 0.19931 | 0.09902 | 0.046158 | 0.031209 | 0.0094109 | 0.00075143
5A | 1500-1999 | 1980s | 5.5556e-08 | 0.00012082 | 0.0025038 | 0.01213 | 0.029455 | 0.049291 | 0.066198 | 0.077346 | 0.1646 | 0.32339 | 0.15977 | 0.067424 | 0.027573 | 0.016237 | 0.0039577 | 0.0038185
5B | 1500-1999 | 1980s | 4.037e-07 | 0.00033049 | 0.0052954 | 0.021629 | 0.046162 | 0.069633 | 0.085729 | 0.092942 | 0.17994 | 0.30113 | 0.12414 | 0.045696 | 0.016755 | 0.0088113 | 0.0018114 | 0.00093395
6A | 1500-1999 | 1980s | 3.7037e-07 | 0.00030897 | 0.005027 | 0.020771 | 0.044743 | 0.068009 | 0.084273 | 0.091875 | 0.17913 | 0.30336 | 0.12677 | 0.047142 | 0.017427 | 0.0092426 | 0.0019245 | 0.0013158
6B | 1500-1999 | 1980s | 2.7778e-07 | 0.00026372 | 0.0044766 | 0.019022 | 0.041835 | 0.064645 | 0.08121 | 0.089581 | 0.17725 | 0.30779 | 0.13234 | 0.050285 | 0.018909 | 0.010205 | 0.0021802 | 0.00019438
7A | 1500-1999 | 1980s | 3.7037e-07 | 0.00030897 | 0.005027 | 0.020771 | 0.044743 | 0.068009 | 0.084273 | 0.091875 | 0.17913 | 0.30336 | 0.12677 | 0.047142 | 0.017427 | 0.0092426 | 0.0019245 | 0.00015645
7B | 1500-1999 | 1980s | 2.7778e-07 | 0.00026372 | 0.0044766 | 0.019022 | 0.041835 | 0.064645 | 0.08121 | 0.089581 | 0.17725 | 0.30779 | 0.13234 | 0.050285 | 0.018909 | 0.010205 | 0.0021802 | 2.6914e-05
1A | 2000-2499 | 1980s | 0 | 1.2544e-05 | 0.00039678 | 0.002688 | 0.0085865 | 0.018054 | 0.029435 | 0.040676 | 0.10737 | 0.30502 | 0.22409 | 0.12786 | 0.066615 | 0.050743 | 0.018451 | 0.00023489
2A | 2000-2499 | 1980s | 0 | 1.2544e-05 | 0.00039678 | 0.002688 | 0.0085865 | 0.018054 | 0.029435 | 0.040676 | 0.10737 | 0.30502 | 0.22409 | 0.12786 | 0.066615 | 0.050743 | 0.018451 | 0.0025643
2B | 2000-2499 | 1980s | 2.8037e-06 | 0.00088152 | 0.010517 | 0.035961 | 0.067475 | 0.091898 | 0.1039 | 0.10466 | 0.18479 | 0.26466 | 0.091046 | 0.029251 | 0.0096266 | 0.0045343 | 0.00079217 | 0.00040046
3A | 2000-2499 | 1980s | 2.2222e-08 | 7.8915e-05 | 0.0017997 | 0.0093396 | 0.023928 | 0.041829 | 0.058274 | 0.070269 | 0.15564 | 0.3273 | 0.17431 | 0.077879 | 0.033342 | 0.020603 | 0.0054065 | 0.0025771
3B | 2000-2499 | 1980s | 2.8037e-06 | 0.00088152 | 0.010517 | 0.035961 | 0.067475 | 0.091898 | 0.1039 | 0.10466 | 0.18479 | 0.26466 | 0.091046 | 0.029251 | 0.0096266 | 0.0045343 | 0.00079217 | 0.0016862
3C | 2000-2499 | 1980s | 7.7778e-07 | 0.0004418 | 0.0064585 | 0.025061 | 0.051597 | 0.075662 | 0.090985 | 0.096658 | 0.1824 | 0.29225 | 0.11459 | 0.040618 | 0.014455 | 0.0073735 | 0.0014493 | 0.00034646
4A | 2000-2499 | 1980s | 7.4074e-09 | 4.307e-05 | 0.0011098 | 0.006315 | 0.017424 | 0.032392 | 0.047547 | 0.059987 | 0.1408 | 0.32688 | 0.19387 | 0.093971 | 0.042945 | 0.02843 | 0.0082942 | 0.0035015
4B | 2000-2499 | 1980s | 1.7185e-06 | 0.00069431 | 0.0089404 | 0.031946 | 0.061861 | 0.086383 | 0.099718 | 0.10227 | 0.18466 | 0.27461 | 0.098717 | 0.03278 | 0.011076 | 0.0053598 | 0.0009751 | 0.00016767
4C | 2000-2499 | 1980s | 2.2222e-08 | 7.6211e-05 | 0.0017495 | 0.0091169 | 0.023446 | 0.041131 | 0.05749 | 0.069533 | 0.15463 | 0.32748 | 0.17576 | 0.078974 | 0.033959 | 0.021079 | 0.0055676 | 0.00046706
5A | 2000-2499 | 1980s | 2.7407e-07 | 0.00025792 | 0.0043992 | 0.018769 | 0.041409 | 0.064148 | 0.080752 | 0.089234 | 0.17696 | 0.30843 | 0.13318 | 0.050761 | 0.019134 | 0.01035 | 0.0022179 | 0.0030888
5B | 2000-2499 | 1980s | 1.7185e-06 | 0.00069431 | 0.0089404 | 0.031946 | 0.061861 | 0.086383 | 0.099718 | 0.10227 | 0.18466 | 0.27461 | 0.098717 | 0.03278 | 0.011076 | 0.0053598 | 0.0009751 | 0.00065701
6A | 2000-2499 | 1980s | 1.5741e-06 | 0.00064984 | 0.0085075 | 0.030778 | 0.060172 | 0.084673 | 0.098375 | 0.10146 | 0.18446 | 0.27756 | 0.10117 | 0.033946 | 0.011566 | 0.0056442 | 0.0010397 | 0.00095754
6B | 2000-2499 | 1980s | 1.1704e-06 | 0.00055574 | 0.0076333 | 0.028419 | 0.05671 | 0.081098 | 0.095498 | 0.09964 | 0.18383 | 0.2836 | 0.10642 | 0.036491 | 0.012645 | 0.0062747 | 0.0011831 | 0.00014036
7A | 2000-2499 | 1980s | 1.5741e-06 | 0.00064984 | 0.0085075 | 0.030778 | 0.060172 | 0.084673 | 0.098375 | 0.10146 | 0.18446 | 0.27756 | 0.10117 | 0.033946 | 0.011566 | 0.0056442 | 0.0010397 | 0.00010502
7B | 2000-2499 | 1980s | 1.1704e-06 | 0.00055574 | 0.0076333 | 0.028419 | 0.05671 | 0.081098 | 0.095498 | 0.09964 | 0.18383 | 0.2836 | 0.10642 | 0.036491 | 0.012645 | 0.0062747 | 0.0011831 | 2.1422e-05
1A | 2500-2999 | 1980s | 0 | 2.6044e-05 | 0.00074259 | 0.004555 | 0.013341 | 0.026045 | 0.039843 | 0.052093 | 0.128 | 0.3215 | 0.20748 | 0.10724 | 0.051599 | 0.036079 | 0.011458 | 0.00011597
2A | 2500-2999 | 1980s | 0 | 2.6044e-05 | 0.00074259 | 0.004555 | 0.013341 | 0.026045 | 0.039843 | 0.052093 | 0.128 | 0.3215 | 0.20748 | 0.10724 | 0.051599 | 0.036079 | 0.011458 | 0.00133
2B | 2500-2999 | 1980s | 9.2407e-06 | 0.001746 | 0.016877 | 0.050525 | 0.086073 | 0.10861 | 0.11523 | 0.1099 | 0.18123 | 0.23132 | 0.069297 | 0.020058 | 0.0060764 | 0.0026331 | 0.00040761 | 0.00022152
3A | 2500-2999 | 1980s | 1.1852e-07 | 0.00016659 | 0.0031903 | 0.01466 | 0.034191 | 0.05538 | 0.072362 | 0.082568 | 0.1705 | 0.31825 | 0.14847 | 0.059997 | 0.023701 | 0.013462 | 0.0031062 | 0.0013476
3B | 2500-2999 | 1980s | 9.2407e-06 | 0.001746 | 0.016877 | 0.050525 | 0.086073 | 0.10861 | 0.11523 | 0.1099 | 0.18123 | 0.23132 | 0.069297 | 0.020058 | 0.0060764 | 0.0026331 | 0.00040761 | 0.00082384
3C | 2500-2999 | 1980s | 2.8444e-06 | 0.00089946 | 0.010698 | 0.036428 | 0.068116 | 0.092514 | 0.10435 | 0.10492 | 0.18479 | 0.26355 | 0.090186 | 0.028856 | 0.0094657 | 0.0044447 | 0.00077346 | 0.00017312
4A | 2500-2999 | 1980s | 3.7037e-08 | 9.1793e-05 | 0.0020114 | 0.01018 | 0.02561 | 0.044132 | 0.06076 | 0.072532 | 0.15862 | 0.32644 | 0.16975 | 0.074467 | 0.031411 | 0.019105 | 0.0048904 | 0.0020101
4B | 2500-2999 | 1980s | 6.2815e-06 | 0.0013993 | 0.014515 | 0.045409 | 0.07984 | 0.10328 | 0.11185 | 0.10858 | 0.18305 | 0.24253 | 0.076024 | 0.02277 | 0.0070861 | 0.003154 | 0.00050713 | 7.2869e-05
4C | 2500-2999 | 1980s | 1.037e-07 | 0.00015879 | 0.0030879 | 0.014309 | 0.033561 | 0.054588 | 0.071572 | 0.081907 | 0.16977 | 0.31894 | 0.14993 | 0.060951 | 0.024196 | 0.013816 | 0.0032146 | 0.00021108
5A | 2500-2999 | 1980s | 1.137e-06 | 0.00054169 | 0.0074745 | 0.02796 | 0.05602 | 0.080382 | 0.094921 | 0.099275 | 0.1837 | 0.28475 | 0.10746 | 0.037011 | 0.012874 | 0.0064154 | 0.0012181 | 0.0018722
5B | 2500-2999 | 1980s | 6.2815e-06 | 0.0013993 | 0.014515 | 0.045409 | 0.07984 | 0.10328 | 0.11185 | 0.10858 | 0.18305 | 0.24253 | 0.076024 | 0.02277 | 0.0070861 | 0.003154 | 0.00050713 | 0.00036252
6A | 2500-2999 | 1980s | 5.5963e-06 | 0.0013137 | 0.013877 | 0.043928 | 0.07794 | 0.10158 | 0.11071 | 0.10808 | 0.18348 | 0.24596 | 0.078171 | 0.023656 | 0.0074235 | 0.0033325 | 0.00054287 | 0.00061111
6B | 2500-2999 | 1980s | 4.2333e-06 | 0.0011283 | 0.012523 | 0.040835 | 0.073987 | 0.098013 | 0.10829 | 0.10695 | 0.18421 | 0.25307 | 0.082833 | 0.025626 | 0.0081823 | 0.003737 | 0.0006238 | 6.1051e-05
7A | 2500-2999 | 1980s | 5.5963e-06 | 0.0013137 | 0.013877 | 0.043928 | 0.07794 | 0.10158 | 0.11071 | 0.10808 | 0.18348 | 0.24596 | 0.078171 | 0.023656 | 0.0074235 | 0.0033325 | 0.00054287 | 7.6125e-05
7B | 2500-2999 | 1980s | 4.2333e-06 | 0.0011283 | 0.012523 | 0.040835 | 0.073987 | 0.098013 | 0.10829 | 0.10695 | 0.18421 | 0.25307 | 0.082833 | 0.025626 | 0.0081823 | 0.003737 | 0.0006238 | 8.388e-06
1A | 3000-3999 | 1980s | 1.4815e-08 | 6.77e-05 | 0.0015917 | 0.0084518 | 0.022063 | 0.039179 | 0.055325 | 0.067505 | 0.15182 | 0.32778 | 0.17973 | 0.082101 | 0.035778 | 0.022523 | 0.0060792 | 0.00010874
2A | 3000-3999 | 1980s | 1.4815e-08 | 6.77e-05 | 0.0015917 | 0.0084518 | 0.022063 | 0.039179 | 0.055325 | 0.067505 | 0.15182 | 0.32778 | 0.17973 | 0.082101 | 0.035778 | 0.022523 | 0.0060792 | 0.0011574
2B | 3000-3999 | 1980s | 3.3837e-05 | 0.0038441 | 0.02895 | 0.07355 | 0.11108 | 0.12743 | 0.12489 | 0.11126 | 0.16862 | 0.18679 | 0.046982 | 0.011905 | 0.0032405 | 0.0012599 | 0.00016634 | 0.0002175
3A | 3000-3999 | 1980s | 7.3704e-07 | 0.00042782 | 0.0063062 | 0.024606 | 0.050873 | 0.074856 | 0.09028 | 0.096157 | 0.18206 | 0.29344 | 0.11587 | 0.041299 | 0.014762 | 0.0075645 | 0.0014971 | 0.0012352
3B | 3000-3999 | 1980s | 3.3837e-05 | 0.0038441 | 0.02895 | 0.07355 | 0.11108 | 0.12743 | 0.12489 | 0.11126 | 0.16862 | 0.18679 | 0.046982 | 0.011905 | 0.0032405 | 0.0012599 | 0.00016634 | 0.00068988
3C | 3000-3999 | 1980s | 1.2652e-05 | 0.0021016 | 0.019186 | 0.055322 | 0.09167 | 0.11317 | 0.11789 | 0.1107 | 0.17906 | 0.22132 | 0.06377 | 0.017921 | 0.0053011 | 0.0022417 | 0.0003345 | 0.00014853
4A | 3000-3999 | 1980s | 2.1482e-07 | 0.00023054 | 0.0040543 | 0.017632 | 0.039457 | 0.061822 | 0.078567 | 0.087535 | 0.1754 | 0.31119 | 0.13715 | 0.053111 | 0.020282 | 0.011125 | 0.0024367 | 0.0018479
4B | 3000-3999 | 1980s | 2.3785e-05 | 0.0031418 | 0.02529 | 0.067057 | 0.10449 | 0.12287 | 0.12293 | 0.11148 | 0.17269 | 0.19846 | 0.052265 | 0.013718 | 0.0038422 | 0.0015379 | 0.00021191 | 7.4418e-05
4C | 3000-3999 | 1980s | 6.963e-07 | 0.00041193 | 0.0061322 | 0.024083 | 0.050041 | 0.073937 | 0.089485 | 0.095603 | 0.18172 | 0.29482 | 0.11731 | 0.042051 | 0.015099 | 0.0077714 | 0.0015474 | 0.00016267
5A | 3000-3999 | 1980s | 5.5482e-06 | 0.0013069 | 0.013834 | 0.043833 | 0.077807 | 0.10144 | 0.11059 | 0.108 | 0.18345 | 0.24621 | 0.078398 | 0.023761 | 0.0074648 | 0.0033542 | 0.00054682 | 0.0018071
5B | 3000-3999 | 1980s | 2.3785e-05 | 0.0031418 | 0.02529 | 0.067057 | 0.10449 | 0.12287 | 0.12293 | 0.11148 | 0.17269 | 0.19846 | 0.052265 | 0.013718 | 0.0038422 | 0.0015379 | 0.00021191 | 0.00040137
6A | 3000-3999 | 1980s | 2.1933e-05 | 0.0029565 | 0.024236 | 0.065106 | 0.10244 | 0.12139 | 0.12223 | 0.11146 | 0.17384 | 0.2021 | 0.053988 | 0.014324 | 0.0040462 | 0.0016334 | 0.00022785 | 0.00069504
6B | 3000-3999 | 1980s | 1.823e-05 | 0.0026022 | 0.022143 | 0.061102 | 0.098118 | 0.11818 | 0.12063 | 0.11129 | 0.17611 | 0.20975 | 0.05774 | 0.015676 | 0.0045114 | 0.0018563 | 0.00026641 | 9.2365e-05
7A | 3000-3999 | 1980s | 2.1933e-05 | 0.0029565 | 0.024236 | 0.065106 | 0.10244 | 0.12139 | 0.12223 | 0.11146 | 0.17384 | 0.2021 | 0.053988 | 0.014324 | 0.0040462 | 0.0016334 | 0.00022785 | 9.9051e-05
7B | 3000-3999 | 1980s | 1.823e-05 | 0.0026022 | 0.022143 | 0.061102 | 0.098118 | 0.11818 | 0.12063 | 0.11129 | 0.17611 | 0.20975 | 0.05774 | 0.015676 | 0.0045114 | 0.0018563 | 0.00026641 | 1.3772e-05
1A | 4000+ | 1980s | 0.00060402 | 0.035331 | 0.13032 | 0.18631 | 0.1803 | 0.1449 | 0.10565 | 0.073013 | 0.081341 | 0.054093 | 0.0068907 | 0.0010249 | 0.00017913 | 4.43e-05 | 3.5667e-06 | 2.7771e-05
2A | 4000+ | 1980s | 0.00060402 | 0.035331 | 0.13032 | 0.18631 | 0.1803 | 0.1449 | 0.10565 | 0.073013 | 0.081341 | 0.054093 | 0.0068907 | 0.0010249 | 0.00017913 | 4.43e-05 | 3.5667e-06 | 0.00048889
2B | 4000+ | 1980s | 0.011759 | 0.21 | 0.31698 | 0.21914 | 0.11933 | 0.060443 | 0.030197 | 0.015221 | 0.011907 | 0.0046771 | 0.0003082 | 3.0056e-05 | 3.8667e-06 | 7.2222e-07 | 7.5556e-07 | 0.00010685
3A | 4000+ | 1980s | 0.0017627 | 0.084835 | 0.21873 | 0.22873 | 0.1731 | 0.11439 | 0.071047 | 0.042903 | 0.040911 | 0.021345 | 0.0019665 | 0.00023091 | 3.3433e-05 | 6.8667e-06 | 1.0667e-06 | 0.00062847
3B | 4000+ | 1980s | 0.011759 | 0.21 | 0.31698 | 0.21914 | 0.11933 | 0.060443 | 0.030197 | 0.015221 | 0.011907 | 0.0046771 | 0.0003082 | 3.0056e-05 | 3.8667e-06 | 7.2222e-07 | 7.5556e-07 | 0.00028828
3C | 4000+ | 1980s | 0.006714 | 0.16583 | 0.29506 | 0.2303 | 0.13819 | 0.075786 | 0.040435 | 0.021532 | 0.017883 | 0.0076506 | 0.00055737 | 5.7333e-05 | 7.6333e-06 | 1.4667e-06 | 7.6667e-07 | 6.4936e-05
4A | 4000+ | 1980s | 0.0011849 | 0.064461 | 0.18839 | 0.2187 | 0.17961 | 0.12667 | 0.082973 | 0.05239 | 0.052552 | 0.02961 | 0.0030117 | 0.00037794 | 5.7478e-05 | 1.2367e-05 | 1.3111e-06 | 0.0007937
4B | 4000+ | 1980s | 0.0097662 | 0.19462 | 0.31041 | 0.22354 | 0.12582 | 0.065494 | 0.033469 | 0.017192 | 0.013726 | 0.0055466 | 0.00037721 | 3.73e-05 | 4.8333e-06 | 8.8889e-07 | 8e-07 | 3.7351e-05
4C | 4000+ | 1980s | 0.0017138 | 0.083303 | 0.21666 | 0.22817 | 0.17364 | 0.11526 | 0.071861 | 0.043537 | 0.041673 | 0.021868 | 0.0020289 | 0.0002392 | 3.4733e-05 | 7.1444e-06 | 1.0778e-06 | 7.2919e-05
5A | 4000+ | 1980s | 0.0042973 | 0.13661 | 0.27396 | 0.23423 | 0.15116 | 0.087921 | 0.049219 | 0.02727 | 0.023644 | 0.010746 | 0.00083863 | 8.9367e-05 | 1.2167e-05 | 2.3667e-06 | 8e-07 | 0.00083919
5B | 4000+ | 1980s | 0.0097662 | 0.19462 | 0.31041 | 0.22354 | 0.12582 | 0.065494 | 0.033469 | 0.017192 | 0.013726 | 0.0055466 | 0.00037721 | 3.73e-05 | 4.8333e-06 | 8.8889e-07 | 8e-07 | 0.00018795
6A | 4000+ | 1980s | 0.0092129 | 0.18987 | 0.30822 | 0.22483 | 0.12782 | 0.067081 | 0.034514 | 0.017831 | 0.014329 | 0.0058488 | 0.00040336 | 4.0278e-05 | 5.2667e-06 | 9.8889e-07 | 7.7778e-07 | 0.00028392
6B | 4000+ | 1980s | 0.0081061 | 0.18008 | 0.30337 | 0.22727 | 0.13197 | 0.070472 | 0.036786 | 0.019238 | 0.015671 | 0.0065253 | 0.00046148 | 4.6811e-05 | 6.2111e-06 | 1.1889e-06 | 7.3333e-07 | 2.9959e-05
7A | 4000+ | 1980s | 0.0092129 | 0.18987 | 0.30822 | 0.22483 | 0.12782 | 0.067081 | 0.034514 | 0.017831 | 0.014329 | 0.0058488 | 0.00040336 | 4.0278e-05 | 5.2667e-06 | 9.8889e-07 | 7.7778e-07 | 3.1257e-05
7B | 4000+ | 1980s | 0.0081061 | 0.18008 | 0.30337 | 0.22727 | 0.13197 | 0.070472 | 0.036786 | 0.019238 | 0.015671 | 0.0065253 | 0.00046148 | 4.6811e-05 | 6.2111e-06 | 1.1889e-06 | 7.3333e-07 | 4.3593e-06
1A | 500-749 | 1980s | 0 | 7.963e-07 | 4.0896e-05 | 0.00039264 | 0.001673 | 0.0044738 | 0.0089459 | 0.014746 | 0.049008 | 0.20766 | 0.22859 | 0.17792 | 0.11911 | 0.11941 | 0.068022 | 0.0001847
2A | 500-749 | 1980s | 0 | 7.963e-07 | 4.0896e-05 | 0.00039264 | 0.001673 | 0.0044738 | 0.0089459 | 0.014746 | 0.049008 | 0.20766 | 0.22859 | 0.17792 | 0.11911 | 0.11941 | 0.068022 | 0.0016158
2B | 500-749 | 1980s | 2.5926e-08 | 8.2956e-05 | 0.0018855 | 0.0097083 | 0.024688 | 0.042883 | 0.059419 | 0.071316 | 0.15703 | 0.32693 | 0.17221 | 0.076303 | 0.032453 | 0.019918 | 0.0051741 | 0.00027972
3A | 500-749 | 1980s | 0 | 7.1296e-06 | 0.00024673 | 0.0018031 | 0.0061392 | 0.013619 | 0.023243 | 0.033413 | 0.092831 | 0.28807 | 0.23187 | 0.14187 | 0.078195 | 0.063315 | 0.025387 | 0.0016301
3B | 500-749 | 1980s | 2.5926e-08 | 8.2956e-05 | 0.0018855 | 0.0097083 | 0.024688 | 0.042883 | 0.059419 | 0.071316 | 0.15703 | 0.32693 | 0.17221 | 0.076303 | 0.032453 | 0.019918 | 0.0051741 | 0.0014095
3C | 500-749 | 1980s | 3.7037e-09 | 4.093e-05 | 0.0010684 | 0.0061275 | 0.017005 | 0.031758 | 0.046794 | 0.059231 | 0.13961 | 0.32653 | 0.19523 | 0.095222 | 0.043732 | 0.0291 | 0.008555 | 0.00028942
4A | 500-749 | 1980s | 0 | 3.6111e-06 | 0.00013963 | 0.0011147 | 0.004085 | 0.0096381 | 0.017333 | 0.026073 | 0.076849 | 0.26421 | 0.23611 | 0.15651 | 0.092028 | 0.079959 | 0.035945 | 0.0017562
4B | 500-749 | 1980s | 1.1111e-08 | 6.5611e-05 | 0.0015605 | 0.0083343 | 0.021836 | 0.038879 | 0.05501 | 0.067229 | 0.15148 | 0.32797 | 0.1803 | 0.082505 | 0.036001 | 0.022693 | 0.0061375 | 8.4807e-05
4C | 500-749 | 1980s | 0 | 6.7963e-06 | 0.00023781 | 0.0017487 | 0.0059814 | 0.01332 | 0.022805 | 0.032878 | 0.091697 | 0.28652 | 0.23232 | 0.14294 | 0.079141 | 0.064389 | 0.026014 | 0.00038576
5A | 500-749 | 1980s | 0 | 2.4341e-05 | 0.00068994 | 0.0042641 | 0.012613 | 0.024859 | 0.038351 | 0.050517 | 0.12532 | 0.31991 | 0.20999 | 0.10995 | 0.053461 | 0.037811 | 0.012231 | 0.0014913
5B | 500-749 | 1980s | 1.1111e-08 | 6.5611e-05 | 0.0015605 | 0.0083343 | 0.021836 | 0.038879 | 0.05501 | 0.067229 | 0.15148 | 0.32797 | 0.1803 | 0.082505 | 0.036001 | 0.022693 | 0.0061375 | 0.00037332
6A | 500-749 | 1980s | 1.4815e-08 | 6.1478e-05 | 0.0014768 | 0.0079582 | 0.021017 | 0.037684 | 0.053654 | 0.065935 | 0.14964 | 0.32805 | 0.18279 | 0.084487 | 0.037158 | 0.023616 | 0.0064676 | 0.00050541
6B | 500-749 | 1980s | 1.1111e-08 | 5.1956e-05 | 0.0012959 | 0.0071748 | 0.019345 | 0.035265 | 0.050901 | 0.063288 | 0.14578 | 0.3278 | 0.18782 | 0.088686 | 0.039681 | 0.025681 | 0.0072296 | 8.8607e-05
7A | 500-749 | 1980s | 1.4815e-08 | 6.1478e-05 | 0.0014768 | 0.0079582 | 0.021017 | 0.037684 | 0.053654 | 0.065935 | 0.14964 | 0.32805 | 0.18279 | 0.084487 | 0.037158 | 0.023616 | 0.0064676 | 5.3508e-05
7B | 500-749 | 1980s | 1.1111e-08 | 5.1956e-05 | 0.0012959 | 0.0071748 | 0.019345 | 0.035265 | 0.050901 | 0.063288 | 0.14578 | 0.3278 | 0.18782 | 0.088686 | 0.039681 | 0.025681 | 0.0072296 | 2.2565e-05
1A | 750-999 | 1980s | 0 | 1.2963e-06 | 6.0289e-05 | 0.00054786 | 0.0022295 | 0.0057366 | 0.0111 | 0.017785 | 0.056933 | 0.22595 | 0.23316 | 0.17267 | 0.11104 | 0.10648 | 0.056309 | 0.00037673
2A | 750-999 | 1980s | 0 | 1.2963e-06 | 6.0289e-05 | 0.00054786 | 0.0022295 | 0.0057366 | 0.0111 | 0.017785 | 0.056933 | 0.22595 | 0.23316 | 0.17267 | 0.11104 | 0.10648 | 0.056309 | 0.0031755
2B | 750-999 | 1980s | 5.9259e-08 | 0.00012333 | 0.0025427 | 0.012276 | 0.029733 | 0.049655 | 0.066574 | 0.077673 | 0.16499 | 0.32312 | 0.15907 | 0.066955 | 0.027325 | 0.016056 | 0.0039001 | 0.0005407
3A | 750-999 | 1980s | 0 | 1.043e-05 | 0.00034455 | 0.0023994 | 0.007821 | 0.016708 | 0.027599 | 0.038567 | 0.10327 | 0.30069 | 0.22664 | 0.13187 | 0.069797 | 0.05408 | 0.020207 | 0.0032533
3B | 750-999 | 1980s | 5.9259e-08 | 0.00012333 | 0.0025427 | 0.012276 | 0.029733 | 0.049655 | 0.066574 | 0.077673 | 0.16499 | 0.32312 | 0.15907 | 0.066955 | 0.027325 | 0.016056 | 0.0039001 | 0.0022896
3C | 750-999 | 1980s | 1.4815e-08 | 6.0937e-05 | 0.0014576 | 0.0078636 | 0.020809 | 0.037384 | 0.053315 | 0.065612 | 0.14918 | 0.32802 | 0.1834 | 0.084998 | 0.037467 | 0.023871 | 0.0065625 | 0.00047683
4A | 750-999 | 1980s | 0 | 5.3556e-06 | 0.0001977 | 0.0015048 | 0.0052802 | 0.011997 | 0.020885 | 0.030538 | 0.086731 | 0.2796 | 0.23406 | 0.14758 | 0.083344 | 0.069287 | 0.028987 | 0.0035841
4B | 750-999 | 1980s | 3.7037e-08 | 9.7037e-05 | 0.0021104 | 0.010592 | 0.026446 | 0.045278 | 0.061991 | 0.073643 | 0.16005 | 0.32588 | 0.16748 | 0.072828 | 0.030506 | 0.018422 | 0.0046656 | 0.0001668
4C | 750-999 | 1980s | 0 | 1.0126e-05 | 0.00033362 | 0.002329 | 0.0076207 | 0.016343 | 0.027091 | 0.037976 | 0.10211 | 0.2994 | 0.22732 | 0.13299 | 0.070705 | 0.055047 | 0.020724 | 0.00059489
5A | 750-999 | 1980s | 0 | 3.4426e-05 | 0.00093553 | 0.0055133 | 0.015618 | 0.029648 | 0.044281 | 0.056703 | 0.13563 | 0.32522 | 0.19971 | 0.099401 | 0.046402 | 0.031418 | 0.0094889 | 0.0034468
5B | 750-999 | 1980s | 3.7037e-08 | 9.7037e-05 | 0.0021104 | 0.010592 | 0.026446 | 0.045278 | 0.061991 | 0.073643 | 0.16005 | 0.32588 | 0.16748 | 0.072828 | 0.030506 | 0.018422 | 0.0046656 | 0.00068729
6A | 750-999 | 1980s | 3.3333e-08 | 9.0137e-05 | 0.0019928 | 0.010117 | 0.025492 | 0.043976 | 0.060595 | 0.072384 | 0.15843 | 0.3265 | 0.17005 | 0.074692 | 0.03154 | 0.019206 | 0.0049259 | 0.0010914
6B | 750-999 | 1980s | 2.2222e-08 | 7.6607e-05 | 0.0017606 | 0.0091693 | 0.02356 | 0.041295 | 0.057673 | 0.069704 | 0.15487 | 0.32746 | 0.17543 | 0.078713 | 0.033808 | 0.020959 | 0.0055251 | 0.00012656
7A | 750-999 | 1980s | 3.3333e-08 | 9.0137e-05 | 0.0019928 | 0.010117 | 0.025492 | 0.043976 | 0.060595 | 0.072384 | 0.15843 | 0.3265 | 0.17005 | 0.074692 | 0.03154 | 0.019206 | 0.0049259 | 0.00012562
7B | 750-999 | 1980s | 2.2222e-08 | 7.6607e-05 | 0.0017606 | 0.0091693 | 0.02356 | 0.041295 | 0.057673 | 0.069704 | 0.15487 | 0.32746 | 0.17543 | 0.078713 | 0.033808 | 0.020959 | 0.0055251 | 2.2686e-05
1A | 0-499 | 1990s | 0 | 6.0667e-06 | 0.00021925 | 0.0016418 | 0.0056832 | 0.012767 | 0.022011 | 0.031918 | 0.089678 | 0.28377 | 0.23309 | 0.14485 | 0.08084 | 0.066347 | 0.027186 | 3.0312e-05
2A | 0-499 | 1990s | 0 | 6.0667e-06 | 0.00021925 | 0.0016418 | 0.0056832 | 0.012767 | 0.022011 | 0.031918 | 0.089678 | 0.28377 | 0.23309 | 0.14485 | 0.08084 | 0.066347 | 0.027186 | 0.0003109
2B | 0-499 | 1990s | 8.5185e-07 | 0.00046936 | 0.0067706 | 0.025993 | 0.053053 | 0.077242 | 0.092322 | 0.097565 | 0.1829 | 0.28981 | 0.11218 | 0.039382 | 0.013907 | 0.0070371 | 0.0013666 | 9.5427e-05
3A | 0-499 | 1990s | 3.7037e-09 | 4.1044e-05 | 0.0010725 | 0.0061521 | 0.017068 | 0.031859 | 0.046918 | 0.059358 | 0.13981 | 0.3266 | 0.19501 | 0.095018 | 0.0436 | 0.028984 | 0.0085069 | 0.0004389
3B | 0-499 | 1990s | 8.5185e-07 | 0.00046936 | 0.0067706 | 0.025993 | 0.053053 | 0.077242 | 0.092322 | 0.097565 | 0.1829 | 0.28981 | 0.11218 | 0.039382 | 0.013907 | 0.0070371 | 0.0013666 | 0.00038065
3C | 0-499 | 1990s | 2.1111e-07 | 0.00022984 | 0.0040486 | 0.017617 | 0.039434 | 0.061799 | 0.07855 | 0.087528 | 0.17542 | 0.31127 | 0.13718 | 0.053109 | 0.020272 | 0.011112 | 0.00243 | 6.6617e-05
4A | 0-499 | 1990s | 0 | 2.2556e-05 | 0.00065148 | 0.0040706 | 0.012138 | 0.024078 | 0.037354 | 0.049444 | 0.12345 | 0.31869 | 0.2117 | 0.11185 | 0.054768 | 0.039022 | 0.012765 | 0.00062276
4B | 0-499 | 1990s | 5.037e-07 | 0.00036689 | 0.0057036 | 0.022876 | 0.04818 | 0.071907 | 0.087742 | 0.094393 | 0.18097 | 0.2979 | 0.1205 | 0.043721 | 0.015847 | 0.0082334 | 0.0016616 | 4.0563e-05
4C | 0-499 | 1990s | 7.4074e-09 | 3.9759e-05 | 0.0010393 | 0.0059864 | 0.016683 | 0.031269 | 0.046218 | 0.058659 | 0.13873 | 0.32632 | 0.19626 | 0.096144 | 0.044307 | 0.02959 | 0.0087481 | 0.00017632
5A | 0-499 | 1990s | 6.6667e-08 | 0.00013434 | 0.0027132 | 0.012917 | 0.03095 | 0.051241 | 0.068201 | 0.079073 | 0.16663 | 0.32194 | 0.15609 | 0.064935 | 0.02625 | 0.015272 | 0.0036539 | 0.00047889
5B | 0-499 | 1990s | 5.037e-07 | 0.00036689 | 0.0057036 | 0.022876 | 0.04818 | 0.071907 | 0.087742 | 0.094393 | 0.18097 | 0.2979 | 0.1205 | 0.043721 | 0.015847 | 0.0082334 | 0.0016616 | 0.00019803
6A | 0-499 | 1990s | 4.2593e-07 | 0.00033997 | 0.0054066 | 0.021975 | 0.046727 | 0.070273 | 0.0863 | 0.093357 | 0.18025 | 0.30024 | 0.12311 | 0.045126 | 0.016491 | 0.0086419 | 0.0017675 | 0.00015564
6B | 0-499 | 1990s | 3.5556e-07 | 0.00029383 | 0.0048334 | 0.020157 | 0.043738 | 0.066865 | 0.083248 | 0.09112 | 0.17854 | 0.30488 | 0.12863 | 0.048191 | 0.017923 | 0.0095662 | 0.0020112 | 6.4526e-05
7A | 0-499 | 1990s | 4.2593e-07 | 0.00033997 | 0.0054066 | 0.021975 | 0.046727 | 0.070273 | 0.0863 | 0.093357 | 0.18025 | 0.30024 | 0.12311 | 0.045126 | 0 | 0 | 0 | 1.9454e-05 | 12.0074 | 3.5 | 3.5061 | 0.71 | 3
7B | 0-499 | 1990s | 3.5556e-07 | 0.00029383 | 0.0048334 | 0.020157 | 0.043738 | 0.066865 | 0.083248 | 0.09112 | 0.17854 | 0.30488 | 0.12863 | 0.048191 | 0.017923 | 0.0095662 | 0.0020112 | 7.6784e-06
1A | 1000-1499 | 1990s | 0 | 2.457e-05 | 0.00070773 | 0.0043772 | 0.012908 | 0.025347 | 0.038968 | 0.05117 | 0.12643 | 0.32057 | 0.20896 | 0.10884 | 0.052695 | 0.0371 | 0.011915 | 0.00057682
2A | 1000-1499 | 1990s | 0 | 2.457e-05 | 0.00070773 | 0.0043772 | 0.012908 | 0.025347 | 0.038968 | 0.05117 | 0.12643 | 0.32057 | 0.20896 | 0.10884 | 0.052695 | 0.0371 | 0.011915 | 0.005121
2B | 1000-1499 | 1990s | 8.5407e-06 | 0.0016606 | 0.016294 | 0.049281 | 0.084585 | 0.10736 | 0.11446 | 0.10962 | 0.1817 | 0.23397 | 0.070867 | 0.020688 | 0.0063101 | 0.002753 | 0.00043024 | 0.00098743
3A | 1000-1499 | 1990s | 1.0741e-07 | 0.00015795 | 0.0030623 | 0.014192 | 0.033322 | 0.054274 | 0.071254 | 0.081642 | 0.16949 | 0.31926 | 0.15049 | 0.061299 | 0.024369 | 0.013933 | 0.0032477 | 0.0064013
3B | 1000-1499 | 1990s | 8.5407e-06 | 0.0016606 | 0.016294 | 0.049281 | 0.084585 | 0.10736 | 0.11446 | 0.10962 | 0.1817 | 0.23397 | 0.070867 | 0.020688 | 0.0063101 | 0.002753 | 0.00043024 | 0.0031088
3C | 1000-1499 | 1990s | 2.6963e-06 | 0.00086077 | 0.010325 | 0.035447 | 0.066742 | 0.091179 | 0.10336 | 0.10437 | 0.18482 | 0.26599 | 0.092001 | 0.029672 | 0.0097942 | 0.0046268 | 0.00081182 | 0.00057277
4A | 1000-1499 | 1990s | 2.963e-08 | 8.5785e-05 | 0.0019206 | 0.0098266 | 0.024903 | 0.043159 | 0.059703 | 0.071565 | 0.15734 | 0.3268 | 0.1717 | 0.075921 | 0.032232 | 0.01974 | 0.0051085 | 0.0070891
4B | 1000-1499 | 1990s | 5.6482e-06 | 0.0013293 | 0.014012 | 0.044254 | 0.078366 | 0.10197 | 0.11098 | 0.10821 | 0.18341 | 0.24519 | 0.077666 | 0.023445 | 0.0073429 | 0.0032904 | 0.00053479 | 0.00033371
4C | 1000-1499 | 1990s | 8.8889e-08 | 0.00014969 | 0.0029599 | 0.013844 | 0.032693 | 0.053477 | 0.070455 | 0.080971 | 0.16874 | 0.31998 | 0.15197 | 0.062256 | 0.024863 | 0.014284 | 0.0033538 | 0.0012231
5A | 1000-1499 | 1990s | 1.0037e-06 | 0.00051338 | 0.0072015 | 0.02718 | 0.05482 | 0.079093 | 0.093843 | 0.09856 | 0.18335 | 0.28684 | 0.1094 | 0.037974 | 0.013289 | 0.0066622 | 0.001276 | 0.0056551
5B | 1000-1499 | 1990s | 5.6482e-06 | 0.0013293 | 0.014012 | 0.044254 | 0.078366 | 0.10197 | 0.11098 | 0.10821 | 0.18341 | 0.24519 | 0.077666 | 0.023445 | 0.0073429 | 0.0032904 | 0.00053479 | 0.0016927
6A | 1000-1499 | 1990s | 5.0926e-06 | 0.0012401 | 0.013357 | 0.042776 | 0.076501 | 0.1003 | 0.10986 | 0.10769 | 0.18377 | 0.24854 | 0.079851 | 0.024366 | 0.0076972 | 0.0034786 | 0.00057218 | 0.0017999
6B | 1000-1499 | 1990s | 3.7074e-06 | 0.0010635 | 0.012058 | 0.039762 | 0.072589 | 0.096722 | 0.10738 | 0.10649 | 0.18439 | 0.25558 | 0.084558 | 0.026375 | 0.0084769 | 0.0038976 | 0.00065711 | 0.00042245
7A | 1000-1499 | 1990s | 5.0926e-06 | 0.0012401 | 0.013357 | 0.042776 | 0.076501 | 0.1003 | 0.10986 | 0.10769 | 0.18377 | 0.24854 | 0.079851 | 0.024366 | 0.0076972 | 0.0034786 | 0.00057218 | 0.00024872
7B | 1000-1499 | 1990s | 3.7074e-06 | 0.0010635 | 0.012058 | 0.039762 | 0.072589 | 0.096722 | 0.10738 | 0.10649 | 0.18439 | 0.25558 | 0.084558 | 0.026375 | 0.0084769 | 0.0038976 | 0.00065711 | 7.6481e-05
1A | 1500-1999 | 1990s | 1.1111e-08 | 5.3441e-05 | 0.0013092 | 0.0072038 | 0.019379 | 0.035297 | 0.050931 | 0.063317 | 0.14584 | 0.32783 | 0.18774 | 0.088606 | 0.039633 | 0.025646 | 0.0072208 | 0.00045126
2A | 1500-1999 | 1990s | 1.1111e-08 | 5.3441e-05 | 0.0013092 | 0.0072038 | 0.019379 | 0.035297 | 0.050931 | 0.063317 | 0.14584 | 0.32783 | 0.18774 | 0.088606 | 0.039633 | 0.025646 | 0.0072208 | 0.0042874
2B | 1500-1999 | 1990s | 2.3978e-05 | 0.003124 | 0.025179 | 0.066878 | 0.10433 | 0.12278 | 0.12291 | 0.1115 | 0.1728 | 0.19872 | 0.05238 | 0.013759 | 0.0038564 | 0.0015448 | 0.00021317 | 0.00080316
3A | 1500-1999 | 1990s | 4.1852e-07 | 0.00032827 | 0.0052614 | 0.021522 | 0.045996 | 0.069454 | 0.085579 | 0.092838 | 0.17987 | 0.30137 | 0.12441 | 0.045852 | 0.016831 | 0.0088628 | 0.0018259 | 0.0051486
3B | 1500-1999 | 1990s | 2.3978e-05 | 0.003124 | 0.025179 | 0.066878 | 0.10433 | 0.12278 | 0.12291 | 0.1115 | 0.1728 | 0.19872 | 0.05238 | 0.013759 | 0.0038564 | 0.0015448 | 0.00021317 | 0.0025224
3C | 1500-1999 | 1990s | 8.537e-06 | 0.0016848 | 0.0165 | 0.049736 | 0.085124 | 0.10781 | 0.11473 | 0.10971 | 0.18153 | 0.23304 | 0.070309 | 0.020459 | 0.0062233 | 0.0027077 | 0.00042153 | 0.00043309
4A | 1500-1999 | 1990s | 1.2593e-07 | 0.00017844 | 0.0033646 | 0.015285 | 0.035328 | 0.056799 | 0.073753 | 0.083704 | 0.17168 | 0.3168 | 0.14593 | 0.058419 | 0.022906 | 0.012912 | 0.0029459 | 0.0058306
4B | 1500-1999 | 1990s | 1.767e-05 | 0.0025643 | 0.021939 | 0.060737 | 0.097745 | 0.11792 | 0.12051 | 0.1113 | 0.17633 | 0.21041 | 0.058049 | 0.015786 | 0.0045496 | 0.0018747 | 0.00026964 | 0.00024594
4C | 1500-1999 | 1990s | 3.963e-07 | 0.00031681 | 0.0051169 | 0.021055 | 0.045214 | 0.068549 | 0.084758 | 0.092231 | 0.1794 | 0.30263 | 0.1259 | 0.046657 | 0.017199 | 0.009093 | 0.0018838 | 0.0010639
5A | 1500-1999 | 1990s | 3.8222e-06 | 0.0010423 | 0.011804 | 0.039083 | 0.071657 | 0.095842 | 0.10675 | 0.10617 | 0.18449 | 0.25724 | 0.085707 | 0.02687 | 0.0086697 | 0.0040011 | 0.00067794 | 0.0043891
5B | 1500-1999 | 1990s | 1.767e-05 | 0.0025643 | 0.021939 | 0.060737 | 0.097745 | 0.11792 | 0.12051 | 0.1113 | 0.17633 | 0.21041 | 0.058049 | 0.015786 | 0.0045496 | 0.0018747 | 0.00026964 | 0.0012871
6A | 1500-1999 | 1990s | 1.6233e-05 | 0.0024084 | 0.020996 | 0.058902 | 0.095724 | 0.11637 | 0.11969 | 0.11115 | 0.1773 | 0.21402 | 0.059893 | 0.016461 | 0.004783 | 0.0019863 | 0.00028862 | 0.0014419
6B | 1500-1999 | 1990s | 1.2744e-05 | 0.0021022 | 0.019132 | 0.055155 | 0.091462 | 0.11301 | 0.11783 | 0.11071 | 0.1792 | 0.22166 | 0.063889 | 0.017953 | 0.0053097 | 0.0022451 | 0.00033507 | 0.00023135
7A | 1500-1999 | 1990s | 1.6233e-05 | 0.0024084 | 0.020996 | 0.058902 | 0.095724 | 0.11637 | 0.11969 | 0.11115 | 0.1773 | 0.21402 | 0.059893 | 0.016461 | 0.004783 | 0.0019863 | 0.00028862 | 0.00018601
7B | 1500-1999 | 1990s | 1.2744e-05 | 0.0021022 | 0.019132 | 0.055155 | 0.091462 | 0.11301 | 0.11783 | 0.11071 | 0.1792 | 0.22166 | 0.063889 | 0.017953 | 0.0053097 | 0.0022451 | 0.00033507 | 3.675e-05
1A | 2000-2499 | 1990s | 4.8148e-08 | 0.00011139 | 0.002351 | 0.011541 | 0.028316 | 0.047787 | 0.064635 | 0.075984 | 0.16296 | 0.32442 | 0.16263 | 0.069399 | 0.028634 | 0.01702 | 0.004208 | 0.00025853
2A | 2000-2499 | 1990s | 4.8148e-08 | 0.00011139 | 0.002351 | 0.011541 | 0.028316 | 0.047787 | 0.064635 | 0.075984 | 0.16296 | 0.32442 | 0.16263 | 0.069399 | 0.028634 | 0.01702 | 0.004208 | 0.002479
2B | 2000-2499 | 1990s | 6.0196e-05 | 0.0056662 | 0.037793 | 0.088104 | 0.12476 | 0.13596 | 0.12767 | 0.1096 | 0.15868 | 0.16275 | 0.037098 | 0.0087122 | 0.0022291 | 0.00081393 | 9.8093e-05 | 0.00054113
3A | 2000-2499 | 1990s | 1.7593e-06 | 0.00069245 | 0.0089012 | 0.031826 | 0.061682 | 0.086195 | 0.099564 | 0.10217 | 0.18462 | 0.27492 | 0.098997 | 0.032916 | 0.011133 | 0.0053929 | 0.00098236 | 0.0028908
3B | 2000-2499 | 1990s | 6.0196e-05 | 0.0056662 | 0.037793 | 0.088104 | 0.12476 | 0.13596 | 0.12767 | 0.1096 | 0.15868 | 0.16275 | 0.037098 | 0.0087122 | 0.0022291 | 0.00081393 | 9.8093e-05 | 0.0015606
3C | 2000-2499 | 1990s | 2.5656e-05 | 0.0032307 | 0.025705 | 0.067783 | 0.10524 | 0.12341 | 0.12319 | 0.11149 | 0.17228 | 0.19711 | 0.051596 | 0.013473 | 0.0037557 | 0.0014954 | 0.00020422 | 0.00027289
4A | 2000-2499 | 1990s | 5.4444e-07 | 0.00037926 | 0.0058295 | 0.023243 | 0.048761 | 0.072558 | 0.088316 | 0.094804 | 0.18125 | 0.29692 | 0.11944 | 0.04317 | 0.015604 | 0.0080887 | 0.0016286 | 0.0038329
4B | 2000-2499 | 1990s | 4.5793e-05 | 0.0047101 | 0.033309 | 0.080947 | 0.11824 | 0.13207 | 0.12659 | 0.11062 | 0.1637 | 0.1742 | 0.041624 | 0.010137 | 0.0026708 | 0.0010043 | 0.0001262 | 0.00016663
4C | 2000-2499 | 1990s | 1.6222e-06 | 0.00066367 | 0.0086436 | 0.031155 | 0.060729 | 0.085243 | 0.098823 | 0.10173 | 0.18452 | 0.27658 | 0.10037 | 0.033569 | 0.011406 | 0.0055492 | 0.0010166 | 0.00067762
5A | 2000-2499 | 1990s | 1.1937e-05 | 0.0020419 | 0.018828 | 0.054613 | 0.090873 | 0.11254 | 0.11755 | 0.11063 | 0.17942 | 0.22274 | 0.064513 | 0.018198 | 0.0053988 | 0.0022896 | 0.00034312 | 0.003661
5B | 2000-2499 | 1990s | 4.5793e-05 | 0.0047101 | 0.033309 | 0.080947 | 0.11824 | 0.13207 | 0.12659 | 0.11062 | 0.1637 | 0.1742 | 0.041624 | 0.010137 | 0.0026708 | 0.0010043 | 0.0001262 | 0.000921
6A | 2000-2499 | 1990s | 4.187e-05 | 0.0044387 | 0.031985 | 0.07877 | 0.1162 | 0.13081 | 0.12619 | 0.11088 | 0.16518 | 0.17775 | 0.043094 | 0.010617 | 0.0028251 | 0.0010736 | 0.00013713 | 0.0010805
6B | 2000-2499 | 1990s | 3.5493e-05 | 0.0039263 | 0.029356 | 0.074292 | 0.11187 | 0.128 | 0.12516 | 0.11126 | 0.16814 | 0.18536 | 0.04634 | 0.011693 | 0.0031735 | 0.0012309 | 0.00016216 | 0.00017151
7A | 2000-2499 | 1990s | 4.187e-05 | 0.0044387 | 0.031985 | 0.07877 | 0.1162 | 0.13081 | 0.12619 | 0.11088 | 0.16518 | 0.17775 | 0.043094 | 0.010617 | 0.0028251 | 0.0010736 | 0.00013713 | 0.00012766
7B | 2000-2499 | 1990s | 3.5493e-05 | 0.0039263 | 0.029356 | 0.074292 | 0.11187 | 0.128 | 0.12516 | 0.11126 | 0.16814 | 0.18536 | 0.04634 | 0.011693 | 0.0031735 | 0.0012309 | 0.00016216 | 2.9804e-05
1A | 2500-2999 | 1990s | 2.0741e-07 | 0.00023273 | 0.0041066 | 0.017838 | 0.039838 | 0.062295 | 0.079026 | 0.087903 | 0.17577 | 0.31067 | 0.13632 | 0.052611 | 0.020036 | 0.010959 | 0.0023907 | 0.00014317
2A | 2500-2999 | 1990s | 2.0741e-07 | 0.00023273 | 0.0041066 | 0.017838 | 0.039838 | 0.062295 | 0.079026 | 0.087903 | 0.17577 | 0.31067 | 0.13632 | 0.052611 | 0.020036 | 0.010959 | 0.0023907 | 0.0012987
2B | 2500-2999 | 1990s | 0.00012759 | 0.0096399 | 0.054377 | 0.11185 | 0.14397 | 0.14537 | 0.12808 | 0.10409 | 0.14089 | 0.12913 | 0.02544 | 0.0053385 | 0.0012462 | 0.00041467 | 4.3793e-05 | 0.00033093
3A | 2500-2999 | 1990s | 6.2111e-06 | 0.0013917 | 0.014455 | 0.045257 | 0.079633 | 0.10308 | 0.11172 | 0.10852 | 0.18309 | 0.24291 | 0.07626 | 0.022865 | 0.0071222 | 0.0031731 | 0.00051117 | 0.00151
3B | 2500-2999 | 1990s | 0.00012759 | 0.0096399 | 0.054377 | 0.11185 | 0.14397 | 0.14537 | 0.12808 | 0.10409 | 0.14089 | 0.12913 | 0.02544 | 0.0053385 | 0.0012462 | 0.00041467 | 4.3793e-05 | 0.00080169
3C | 2500-2999 | 1990s | 6.1682e-05 | 0.005777 | 0.038318 | 0.088936 | 0.1255 | 0.13638 | 0.12775 | 0.10945 | 0.15807 | 0.16147 | 0.036628 | 0.0085743 | 0.002189 | 0.00079783 | 9.5989e-05 | 0.00014465
4A | 2500-2999 | 1990s | 2.2074e-06 | 0.00078876 | 0.0097541 | 0.034032 | 0.064792 | 0.089278 | 0.10193 | 0.10356 | 0.18479 | 0.26945 | 0.094653 | 0.030889 | 0.010293 | 0.0049099 | 0.00087429 | 0.0022027
4B | 2500-2999 | 1990s | 0.00010077 | 0.0081458 | 0.048499 | 0.1039 | 0.13795 | 0.14278 | 0.12843 | 0.10624 | 0.14698 | 0.13972 | 0.028875 | 0.0062883 | 0.0015131 | 0.00051928 | 5.73e-05 | 7.9121e-05
4C | 2500-2999 | 1990s | 5.863e-06 | 0.0013415 | 0.01408 | 0.044403 | 0.078556 | 0.10213 | 0.11109 | 0.10826 | 0.18336 | 0.24485 | 0.077457 | 0.023356 | 0.0073079 | 0.0032706 | 0.0005303 | 0.0003
5A | 2500-2999 | 1990s | 3.3289e-05 | 0.0038197 | 0.028858 | 0.07344 | 0.11103 | 0.12744 | 0.12494 | 0.11132 | 0.16872 | 0.18685 | 0.046976 | 0.011902 | 0.0032402 | 0.0012606 | 0.00016673 | 0.0022596
5B | 2500-2999 | 1990s | 0.00010077 | 0.0081458 | 0.048499 | 0.1039 | 0.13795 | 0.14278 | 0.12843 | 0.10624 | 0.14698 | 0.13972 | 0.028875 | 0.0062883 | 0.0015131 | 0.00051928 | 5.73e-05 | 0.000543
6A | 2500-2999 | 1990s | 9.3811e-05 | 0.0077293 | 0.046774 | 0.10147 | 0.13603 | 0.14189 | 0.12845 | 0.10685 | 0.14882 | 0.14305 | 0.029996 | 0.0066076 | 0.0016053 | 0.00055642 | 6.2326e-05 | 0.00068007
6B | 2500-2999 | 1990s | 8.1233e-05 | 0.0069212 | 0.043288 | 0.096399 | 0.13189 | 0.13983 | 0.12832 | 0.10801 | 0.15261 | 0.15027 | 0.032508 | 0.0073347 | 0.0018168 | 0.000642 | 7.3781e-05 | 7.56e-05
7A | 2500-2999 | 1990s | 9.3811e-05 | 0.0077293 | 0.046774 | 0.10147 | 0.13603 | 0.14189 | 0.12845 | 0.10685 | 0.14882 | 0.14305 | 0.029996 | 0.0066076 | 0.0016053 | 0.00055642 | 6.2326e-05 | 8.9229e-05
7B | 2500-2999 | 1990s | 8.1233e-05 | 0.0069212 | 0.043288 | 0.096399 | 0.13189 | 0.13983 | 0.12832 | 0.10801 | 0.15261 | 0.15027 | 0.032508 | 0.0073347 | 0.0018168 | 0.000642 | 7.3781e-05 | 1.2555e-05
1A | 3000-3999 | 1990s | 1.3333e-06 | 0.00059439 | 0.0079872 | 0.029363 | 0.058086 | 0.082513 | 0.096632 | 0.10035 | 0.18407 | 0.28118 | 0.10434 | 0.035494 | 0.012225 | 0.0060313 | 0.0011284 | 0.00014192
2A | 3000-3999 | 1990s | 1.3333e-06 | 0.00059439 | 0.0079872 | 0.029363 | 0.058086 | 0.082513 | 0.096632 | 0.10035 | 0.18407 | 0.28118 | 0.10434 | 0.035494 | 0.012225 | 0.0060313 | 0.0011284 | 0.0011495
2B | 3000-3999 | 1990s | 0.0002729 | 0.017471 | 0.081564 | 0.14377 | 0.16412 | 0.15054 | 0.12246 | 0.092934 | 0.11577 | 0.092448 | 0.015144 | 0.0027479 | 0.0005681 | 0.00016687 | 1.4989e-05 | 0.00032738
3A | 3000-3999 | 1990s | 2.4085e-05 | 0.0031235 | 0.025163 | 0.066836 | 0.10427 | 0.12272 | 0.12286 | 0.11147 | 0.17279 | 0.19883 | 0.052469 | 0.0138 | 0.0038724 | 0.0015536 | 0.00021492 | 0.0014117
3B | 3000-3999 | 1990s | 0.0002729 | 0.017471 | 0.081564 | 0.14377 | 0.16412 | 0.15054 | 0.12246 | 0.092934 | 0.11577 | 0.092448 | 0.015144 | 0.0027479 | 0.0005681 | 0.00016687 | 1.4989e-05 | 0.00067965
3C | 3000-3999 | 1990s | 0.00015409 | 0.011129 | 0.059961 | 0.11896 | 0.14896 | 0.14716 | 0.12734 | 0.10191 | 0.13538 | 0.12027 | 0.02273 | 0.0046148 | 0.0010477 | 0.00033869 | 3.4382e-05 | 0.00012041
4A | 3000-3999 | 1990s | 1e-05 | 0.0018517 | 0.017615 | 0.052088 | 0.087904 | 0.1101 | 0.1161 | 0.11017 | 0.18053 | 0.22808 | 0.067491 | 0.019354 | 0.0058186 | 0.0025018 | 0.00038273 | 0.0021073
4B | 3000-3999 | 1990s | 0.0002246 | 0.015055 | 0.073788 | 0.13536 | 0.15942 | 0.14994 | 0.12454 | 0.096215 | 0.12247 | 0.10135 | 0.017422 | 0.0032842 | 0.00070108 | 0.00021284 | 1.9933e-05 | 7.8908e-05
4C | 3000-3999 | 1990s | 2.253e-05 | 0.0030193 | 0.02459 | 0.065756 | 0.10312 | 0.12188 | 0.12247 | 0.11146 | 0.17346 | 0.20088 | 0.05341 | 0.014122 | 0.0039783 | 0.0016019 | 0.00022263 | 0.00023241
5A | 3000-3999 | 1990s | 9.3967e-05 | 0.007706 | 0.046657 | 0.10129 | 0.13587 | 0.14179 | 0.12841 | 0.10686 | 0.14893 | 0.14336 | 0.03013 | 0.00665 | 0.0016181 | 0.00056166 | 6.3019e-05 | 0.0023719
5B | 3000-3999 | 1990s | 0.0002246 | 0.015055 | 0.073788 | 0.13536 | 0.15942 | 0.14994 | 0.12454 | 0.096215 | 0.12247 | 0.10135 | 0.017422 | 0.0032842 | 0.00070108 | 0.00021284 | 1.9933e-05 | 0.00059636
6A | 3000-3999 | 1990s | 0.00021573 | 0.014392 | 0.071463 | 0.13273 | 0.15786 | 0.14964 | 0.12509 | 0.097182 | 0.12454 | 0.10423 | 0.018194 | 0.0034718 | 0.00074876 | 0.00022973 | 2.1793e-05 | 0.00081912
6B | 3000-3999 | 1990s | 0.00019007 | 0.013026 | 0.066746 | 0.12723 | 0.15446 | 0.14884 | 0.12614 | 0.099154 | 0.12888 | 0.11041 | 0.019883 | 0.0038883 | 0.00085611 | 0.00026837 | 2.6174e-05 | 0.0001158
7A | 3000-3999 | 1990s | 0.00021573 | 0.014392 | 0.071463 | 0.13273 | 0.15786 | 0.14964 | 0.12509 | 0.097182 | 0.12454 | 0.10423 | 0.018194 | 0.0034718 | 0.00074876 | 0.00022973 | 2.1793e-05 | 0.00011555
7B | 3000-3999 | 1990s | 0.00019007 | 0.013026 | 0.066746 | 0.12723 | 0.15446 | 0.14884 | 0.12614 | 0.099154 | 0.12888 | 0.11041 | 0.019883 | 0.0038883 | 0.00085611 | 0.00026837 | 2.6174e-05 | 2.0697e-05
1A | 4000+ | 1990s | 0.0022551 | 0.098093 | 0.23565 | 0.23238 | 0.16785 | 0.10687 | 0.0644 | 0.03793 | 0.035182 | 0.017633 | 0.001548 | 0.00017663 | 2.5078e-05 | 5.0889e-06 | 9.3333e-07 | 3.8846e-05
2A | 4000+ | 1990s | 0.0022551 | 0.098093 | 0.23565 | 0.23238 | 0.16785 | 0.10687 | 0.0644 | 0.03793 | 0.035182 | 0.017633 | 0.001548 | 0.00017663 | 2.5078e-05 | 5.0889e-06 | 9.3333e-07 | 0.00049585
2B | 4000+ | 1990s | 0.047744 | 0.36439 | 0.32597 | 0.1561 | 0.063313 | 0.024954 | 0.010015 | 0.0041598 | 0.0026031 | 0.00071807 | 2.8211e-05 | 1.8667e-06 | 1.6667e-07 | 1.1111e-08 | 6.5556e-07 | 0.00015552
3A | 4000+ | 1990s | 0.0097068 | 0.19399 | 0.31025 | 0.22374 | 0.12604 | 0.06565 | 0.03357 | 0.017255 | 0.013791 | 0.0055872 | 0.00038217 | 3.8033e-05 | 4.9556e-06 | 9.3333e-07 | 7.6667e-07 | 0.00067728
3B | 4000+ | 1990s | 0.047744 | 0.36439 | 0.32597 | 0.1561 | 0.063313 | 0.024954 | 0.010015 | 0.0041598 | 0.0026031 | 0.00071807 | 2.8211e-05 | 1.8667e-06 | 1.6667e-07 | 1.1111e-08 | 6.5556e-07 | 0.00027209
3C | 4000+ | 1990s | 0.031867 | 0.31214 | 0.33327 | 0.18009 | 0.080459 | 0.034507 | 0.014949 | 0.0066606 | 0.0045337 | 0.0014407 | 7.1233e-05 | 5.7556e-06 | 6.4444e-07 | 8.8889e-08 | 6.2222e-07 | 4.7455e-05
4A | 4000+ | 1990s | 0.005938 | 0.15766 | 0.28985 | 0.23176 | 0.14177 | 0.078978 | 0.042682 | 0.02297 | 0.019297 | 0.0083882 | 0.00062193 | 6.4511e-05 | 8.6333e-06 | 1.6667e-06 | 8e-07 | 0.00090687
4B | 4000+ | 1990s | 0.041955 | 0.34662 | 0.3297 | 0.16449 | 0.068876 | 0.027905 | 0.011482 | 0.0048805 | 0.0031408 | 0.00090913 | 3.8756e-05 | 2.7667e-06 | 2.7778e-07 | 3.3333e-08 | 6.5556e-07 | 3.8075e-05
4C | 4000+ | 1990s | 0.0094302 | 0.19132 | 0.30904 | 0.22448 | 0.12717 | 0.066536 | 0.034146 | 0.017602 | 0.014109 | 0.0057353 | 0.00039306 | 3.9078e-05 | 5.0778e-06 | 9.6667e-07 | 7.1111e-07 | 0.00010339
5A | 4000+ | 1990s | 0.022771 | 0.2734 | 0.33217 | 0.19647 | 0.094346 | 0.043017 | 0.019653 | 0.0091758 | 0.006589 | 0.0022766 | 0.00012686 | 1.1133e-05 | 1.3222e-06 | 2.2222e-07 | 6.2222e-07 | 0.0010191
5B | 4000+ | 1990s | 0.041955 | 0.34662 | 0.3297 | 0.16449 | 0.068876 | 0.027905 | 0.011482 | 0.0048805 | 0.0031408 | 0.00090913 | 3.8756e-05 | 2.7667e-06 | 2.7778e-07 | 3.3333e-08 | 6.5556e-07 | 0.00027057
6A | 4000+ | 1990s | 0.04025 | 0.34116 | 0.33054 | 0.167 | 0.070651 | 0.028892 | 0.011993 | 0.0051408 | 0.0033433 | 0.00098619 | 4.3478e-05 | 3.2e-06 | 3.2222e-07 | 4.4444e-08 | 6e-07 | 0.00032059
6B | 4000+ | 1990s | 0.036645 | 0.32977 | 0.33204 | 0.17227 | 0.074475 | 0.031036 | 0.013101 | 0.0057003 | 0.0037713 | 0.0011426 | 5.2311e-05 | 3.9667e-06 | 4.1111e-07 | 5.5556e-08 | 7.2222e-07 | 3.7514e-05
7A | 4000+ | 1990s | 0.04025 | 0.34116 | 0.33054 | 0.167 | 0.070651 | 0.028892 | 0.011993 | 0.0051408 | 0.0033433 | 0.00098619 | 4.3478e-05 | 3.2e-06 | 3.2222e-07 | 4.4444e-08 | 6e-07 | 3.7491e-05
7B | 4000+ | 1990s | 0.036645 | 0.32977 | 0.33204 | 0.17227 | 0.074475 | 0.031036 | 0.013101 | 0.0057003 | 0.0037713 | 0.0011426 | 5.2311e-05 | 3.9667e-06 | 4.1111e-07 | 5.5556e-08 | 7.2222e-07 | 6.6058e-06
1A | 500-749 | 1990s | 0 | 1.0141e-05 | 0.000334 | 0.0023324 | 0.0076318 | 0.016365 | 0.027124 | 0.038014 | 0.10218 | 0.29949 | 0.22727 | 0.13292 | 0.070647 | 0.054983 | 0.020686 | 0.00012215
2A | 500-749 | 1990s | 0 | 1.0141e-05 | 0.000334 | 0.0023324 | 0.0076318 | 0.016365 | 0.027124 | 0.038014 | 0.10218 | 0.29949 | 0.22727 | 0.13292 | 0.070647 | 0.054983 | 0.020686 | 0.0012859
2B | 500-749 | 1990s | 1.937e-06 | 0.00073623 | 0.0092934 | 0.032836 | 0.0631 | 0.0876 | 0.10065 | 0.10282 | 0.18474 | 0.27249 | 0.096987 | 0.03195 | 0.010722 | 0.0051497 | 0.00092527 | 0.00022464
3A | 500-749 | 1990s | 1.1111e-08 | 6.4896e-05 | 0.0015504 | 0.0082943 | 0.02175 | 0.038749 | 0.054857 | 0.067077 | 0.15125 | 0.32795 | 0.1806 | 0.082745 | 0.036137 | 0.022796 | 0.0061697 | 0.001592
3B | 500-749 | 1990s | 1.937e-06 | 0.00073623 | 0.0092934 | 0.032836 | 0.0631 | 0.0876 | 0.10065 | 0.10282 | 0.18474 | 0.27249 | 0.096987 | 0.03195 | 0.010722 | 0.0051497 | 0.00092527 | 0.00096449
3C | 500-749 | 1990s | 4.8148e-07 | 0.00035931 | 0.0056291 | 0.022671 | 0.047868 | 0.071567 | 0.087446 | 0.094181 | 0.18082 | 0.29837 | 0.12104 | 0.04403 | 0.015995 | 0.0083337 | 0.0016907 | 0.00020469
4A | 500-749 | 1990s | 0 | 3.4989e-05 | 0.00094568 | 0.0055575 | 0.015714 | 0.029792 | 0.044453 | 0.056877 | 0.13591 | 0.32535 | 0.19941 | 0.0991 | 0.046202 | 0.03124 | 0.0094175 | 0.0016824
4B | 500-749 | 1990s | 1.3296e-06 | 0.00058255 | 0.0078703 | 0.029065 | 0.057681 | 0.082127 | 0.096349 | 0.1002 | 0.18408 | 0.28189 | 0.10487 | 0.035735 | 0.012323 | 0.006086 | 0.00114 | 6.323e-05
4C | 500-749 | 1990s | 1.8519e-08 | 6.2467e-05 | 0.0014981 | 0.0080653 | 0.021271 | 0.038075 | 0.054113 | 0.066383 | 0.15029 | 0.32803 | 0.18194 | 0.08382 | 0.036777 | 0.023319 | 0.0063639 | 0.00045345
5A | 500-749 | 1990s | 1.8519e-07 | 0.00021376 | 0.0038315 | 0.016883 | 0.038161 | 0.060274 | 0.077113 | 0.086405 | 0.17437 | 0.31304 | 0.13979 | 0.054668 | 0.021041 | 0.011635 | 0.00258 | 0.0012928
5B | 500-749 | 1990s | 1.3296e-06 | 0.00058255 | 0.0078703 | 0.029065 | 0.057681 | 0.082127 | 0.096349 | 0.1002 | 0.18408 | 0.28189 | 0.10487 | 0.035735 | 0.012323 | 0.006086 | 0.00114 | 0.00037388
6A | 500-749 | 1990s | 1.1185e-06 | 0.00054323 | 0.0075009 | 0.028021 | 0.056086 | 0.080428 | 0.094943 | 0.099279 | 0.18368 | 0.28467 | 0.1074 | 0.036976 | 0.012857 | 0.0064043 | 0.0012155 | 0.00043776
6B | 500-749 | 1990s | 8.3333e-07 | 0.00046222 | 0.0066927 | 0.025771 | 0.052715 | 0.07688 | 0.092018 | 0.097361 | 0.18279 | 0.29039 | 0.11274 | 0.039662 | 0.014026 | 0.0071058 | 0.0013812 | 9.2131e-05
7A | 500-749 | 1990s | 1.1185e-06 | 0.00054323 | 0.0075009 | 0.028021 | 0.056086 | 0.080428 | 0.094943 | 0.099279 | 0.18368 | 0.28467 | 0.1074 | 0.036976 | 0.012857 | 0.0064043 | 0.0012155 | 5.644e-05
7B | 500-749 | 1990s | 8.3333e-07 | 0.00046222 | 0.0066927 | 0.025771 | 0.052715 | 0.07688 | 0.092018 | 0.097361 | 0.18279 | 0.29039 | 0.11274 | 0.039662 | 0.014026 | 0.0071058 | 0.0013812 | 1.8736e-05
1A | 750-999 | 1990s | 0 | 1.5111e-05 | 0.00046645 | 0.0030851 | 0.0096465 | 0.01991 | 0.031942 | 0.043521 | 0.11277 | 0.31026 | 0.22037 | 0.12254 | 0.062535 | 0.046584 | 0.016352 | 0.0002508
2A | 750-999 | 1990s | 0 | 1.5111e-05 | 0.00046645 | 0.0030851 | 0.0096465 | 0.01991 | 0.031942 | 0.043521 | 0.11277 | 0.31026 | 0.22037 | 0.12254 | 0.062535 | 0.046584 | 0.016352 | 0.0025822
2B | 750-999 | 1990s | 3.7889e-06 | 0.0010551 | 0.011936 | 0.039424 | 0.072124 | 0.09629 | 0.10707 | 0.10634 | 0.18445 | 0.25638 | 0.085107 | 0.026616 | 0.0085734 | 0.0039516 | 0.00066892 | 0.00046068
3A | 750-999 | 1990s | 3.7037e-08 | 9.6022e-05 | 0.0020946 | 0.010533 | 0.026333 | 0.04513 | 0.061836 | 0.073505 | 0.15988 | 0.32597 | 0.16777 | 0.073032 | 0.030618 | 0.018505 | 0.0046923 | 0.0033727
3B | 750-999 | 1990s | 3.7889e-06 | 0.0010551 | 0.011936 | 0.039424 | 0.072124 | 0.09629 | 0.10707 | 0.10634 | 0.18445 | 0.25638 | 0.085107 | 0.026616 | 0.0085734 | 0.0039516 | 0.00066892 | 0.0016204
3C | 750-999 | 1990s | 1.0482e-06 | 0.00052778 | 0.0073715 | 0.027705 | 0.055656 | 0.080005 | 0.094612 | 0.099075 | 0.18362 | 0.28539 | 0.10803 | 0.037293 | 0.012993 | 0.006485 | 0.0012337 | 0.00033536
4A | 750-999 | 1990s | 1.1111e-08 | 5.2033e-05 | 0.0012941 | 0.0071609 | 0.01931 | 0.035212 | 0.050841 | 0.063232 | 0.14571 | 0.32782 | 0.18792 | 0.088761 | 0.039724 | 0.025716 | 0.0072438 | 0.0037064
4B | 750-999 | 1990s | 2.4704e-06 | 0.00083704 | 0.010183 | 0.03514 | 0.066338 | 0.090784 | 0.10305 | 0.10419 | 0.18478 | 0.26672 | 0.092597 | 0.029951 | 0.0099095 | 0.0046923 | 0.00082608 | 0.00013614
4C | 750-999 | 1990s | 3.3333e-08 | 9.1419e-05 | 0.0020231 | 0.010258 | 0.025794 | 0.044401 | 0.061059 | 0.072807 | 0.15898 | 0.32632 | 0.1692 | 0.074073 | 0.031196 | 0.018945 | 0.00484 | 0.0007
5A | 750-999 | 1990s | 3.963e-07 | 0.0003127 | 0.0050561 | 0.020866 | 0.044922 | 0.06824 | 0.084502 | 0.09206 | 0.1793 | 0.30305 | 0.12635 | 0.046919 | 0.017328 | 0.009182 | 0.00191 | 0.0031908
5B | 750-999 | 1990s | 2.4704e-06 | 0.00083704 | 0.010183 | 0.03514 | 0.066338 | 0.090784 | 0.10305 | 0.10419 | 0.18478 | 0.26672 | 0.092597 | 0.029951 | 0.0099095 | 0.0046923 | 0.00082608 | 0.0007141
6A | 750-999 | 1990s | 2.1481e-06 | 0.00077741 | 0.0096709 | 0.033849 | 0.064568 | 0.089082 | 0.1018 | 0.1035 | 0.18482 | 0.26982 | 0.094923 | 0.031017 | 0.010347 | 0.0049427 | 0.000882 | 0.0010473
6B | 750-999 | 1990s | 1.6e-06 | 0.00066688 | 0.0086955 | 0.03131 | 0.060955 | 0.085467 | 0.098995 | 0.10183 | 0.18454 | 0.27621 | 0.10006 | 0.033416 | 0.01134 | 0.0055105 | 0.0010077 | 0.00013777
7A | 750-999 | 1990s | 2.1481e-06 | 0.00077741 | 0.0096709 | 0.033849 | 0.064568 | 0.089082 | 0.1018 | 0.1035 | 0.18482 | 0.26982 | 0.094923 | 0.031017 | 0.010347 | 0.0049427 | 0.000882 | 0.00014148
7B | 750-999 | 1990s | 1.6e-06 | 0.00066688 | 0.0086955 | 0.03131 | 0.060955 | 0.085467 | 0.098995 | 0.10183 | 0.18454 | 0.27621 | 0.10006 | 0.033416 | 0.01134 | 0.0055105 | 0.0010077 | 2.3578e-05
1A | 0-499 | 2000s | 0 | 2.1715e-05 | 0.00063199 | 0.0039724 | 0.0119 | 0.023692 | 0.036866 | 0.048922 | 0.12254 | 0.31806 | 0.21251 | 0.11277 | 0.055421 | 0.039642 | 0.013048 | 1.5877e-05
2A | 0-499 | 2000s | 0 | 2.1715e-05 | 0.00063199 | 0.0039724 | 0.0119 | 0.023692 | 0.036866 | 0.048922 | 0.12254 | 0.31806 | 0.21251 | 0.11277 | 0.055421 | 0.039642 | 0.013048 | 0.00016028
2B | 0-499 | 2000s | 6.7889e-06 | 0.0014625 | 0.014935 | 0.046299 | 0.080921 | 0.10422 | 0.11247 | 0.10885 | 0.1828 | 0.24058 | 0.074781 | 0.022251 | 0.006889 | 0.0030508 | 0.00048721 | 6.4434e-05
3A | 0-499 | 2000s | 6.6667e-08 | 0.00013722 | 0.0027499 | 0.013047 | 0.031193 | 0.051557 | 0.068525 | 0.07935 | 0.16695 | 0.32167 | 0.15549 | 0.064546 | 0.02605 | 0.015129 | 0.0036101 | 0.00019396
3B | 0-499 | 2000s | 6.7889e-06 | 0.0014625 | 0.014935 | 0.046299 | 0.080921 | 0.10422 | 0.11247 | 0.10885 | 0.1828 | 0.24058 | 0.074781 | 0.022251 | 0.006889 | 0.0030508 | 0.00048721 | 0.00032109
3C | 0-499 | 2000s | 2.0407e-06 | 0.00074612 | 0.0093786 | 0.03308 | 0.06347 | 0.087984 | 0.10095 | 0.10299 | 0.18475 | 0.27178 | 0.096473 | 0.031729 | 0.010637 | 0.0051049 | 0.00091662 | 7.4335e-05
4A | 0-499 | 2000s | 2.2222e-08 | 7.367e-05 | 0.0017108 | 0.0089743 | 0.023175 | 0.040774 | 0.057112 | 0.069193 | 0.15419 | 0.32761 | 0.17645 | 0.079501 | 0.034262 | 0.021318 | 0.005652 | 0.0003833
4B | 0-499 | 2000s | 4.7259e-06 | 0.0011762 | 0.012824 | 0.041487 | 0.074817 | 0.098776 | 0.10882 | 0.10722 | 0.1841 | 0.25154 | 0.081789 | 0.025182 | 0.0080127 | 0.0036484 | 0.00060696 | 1.7635e-05
4C | 0-499 | 2000s | 6.2963e-08 | 0.00012976 | 0.0026549 | 0.012717 | 0.030586 | 0.050775 | 0.067727 | 0.078665 | 0.16615 | 0.32229 | 0.15697 | 0.065535 | 0.026569 | 0.015502 | 0.0037245 | 0.00011304
5A | 0-499 | 2000s | 7.6667e-07 | 0.00044353 | 0.0065022 | 0.02522 | 0.051861 | 0.075952 | 0.091228 | 0.096819 | 0.18248 | 0.29181 | 0.11418 | 0.040406 | 0.014358 | 0.0073103 | 0.0014318 | 0.0002597
5B | 0-499 | 2000s | 4.7259e-06 | 0.0011762 | 0.012824 | 0.041487 | 0.074817 | 0.098776 | 0.10882 | 0.10722 | 0.1841 | 0.25154 | 0.081789 | 0.025182 | 0.0080127 | 0.0036484 | 0.00060696 | 7.5016e-05
6A | 0-499 | 2000s | 4.0963e-06 | 0.0010938 | 0.012215 | 0.040071 | 0.072973 | 0.097082 | 0.10764 | 0.10664 | 0.18438 | 0.25487 | 0.084026 | 0.026138 | 0.0083836 | 0.0038475 | 0.0006473 | 8.4107e-05
6B | 0-499 | 2000s | 2.9148e-06 | 0.00092899 | 0.010985 | 0.037181 | 0.069159 | 0.093514 | 0.10508 | 0.10531 | 0.18472 | 0.26169 | 0.088864 | 0.02827 | 0.0092311 | 0.0043136 | 0.00074507 | 4.4493e-06
7A | 0-499 | 2000s | 4.0963e-06 | 0.0010938 | 0.012215 | 0.040071 | 0.072973 | 0.097082 | 0.10764 | 0.10664 | 0.18438 | 0.25487 | 0.084026 | 0.026138 | 0 | 0 | 0 | 1.1439e-05 | 10.7538 | 3.5 | 3.494 | 0.68 | 3
7B | 0-499 | 2000s | 2.9148e-06 | 0.00092899 | 0.010985 | 0.037181 | 0.069159 | 0.093514 | 0.10508 | 0.10531 | 0.18472 | 0.26169 | 0.088864 | 0.02827 | 0.0092311 | 0.0043136 | 0.00074507 | 3.5807e-07
1A | 1000-1499 | 2000s | 2.5926e-08 | 8.2818e-05 | 0.0018694 | 0.0096185 | 0.024481 | 0.042577 | 0.059076 | 0.070997 | 0.15661 | 0.32707 | 0.17284 | 0.076754 | 0.032695 | 0.020095 | 0.0052305 | 0.00048464
2A | 1000-1499 | 2000s | 2.5926e-08 | 8.2818e-05 | 0.0018694 | 0.0096185 | 0.024481 | 0.042577 | 0.059076 | 0.070997 | 0.15661 | 0.32707 | 0.17284 | 0.076754 | 0.032695 | 0.020095 | 0.0052305 | 0.0053149
2B | 1000-1499 | 2000s | 4.2256e-05 | 0.0045002 | 0.032321 | 0.079342 | 0.11675 | 0.13116 | 0.12631 | 0.11082 | 0.1648 | 0.1768 | 0.042691 | 0.010484 | 0.0027823 | 0.0010544 | 0.00013407 | 0.0010502
3A | 1000-1499 | 2000s | 1.0407e-06 | 0.00051873 | 0.00726 | 0.027382 | 0.05517 | 0.079495 | 0.094192 | 0.098796 | 0.18347 | 0.28618 | 0.10881 | 0.037695 | 0.013171 | 0.0065926 | 0.0012589 | 0.0054474
3B | 1000-1499 | 2000s | 4.2256e-05 | 0.0045002 | 0.032321 | 0.079342 | 0.11675 | 0.13116 | 0.12631 | 0.11082 | 0.1648 | 0.1768 | 0.042691 | 0.010484 | 0.0027823 | 0.0010544 | 0.00013407 | 0.002389
3C | 1000-1499 | 2000s | 1.683e-05 | 0.002516 | 0.02169 | 0.060253 | 0.097195 | 0.11749 | 0.12028 | 0.11125 | 0.17661 | 0.21143 | 0.058545 | 0.015957 | 0.0046051 | 0.0018994 | 0.00027335 | 0.0004376
4A | 1000-1499 | 2000s | 3.1111e-07 | 0.00028265 | 0.0047206 | 0.019804 | 0.043134 | 0.066146 | 0.082575 | 0.090606 | 0.1781 | 0.30584 | 0.12985 | 0.048868 | 0.018239 | 0.0097686 | 0.0020643 | 0.0056676
4B | 1000-1499 | 2000s | 3.1356e-05 | 0.0037161 | 0.028364 | 0.072581 | 0.11015 | 0.12682 | 0.12466 | 0.11134 | 0.16925 | 0.18845 | 0.047706 | 0.012151 | 0.0033222 | 0.0012979 | 0.00017263 | 0.00026123
4C | 1000-1499 | 2000s | 9.4074e-07 | 0.00049824 | 0.0070602 | 0.026807 | 0.054282 | 0.078544 | 0.093402 | 0.098277 | 0.18324 | 0.28771 | 0.11021 | 0.038399 | 0.01348 | 0.0067826 | 0.0013067 | 0.00084225
5A | 1000-1499 | 2000s | 7.5741e-06 | 0.0015702 | 0.015716 | 0.048044 | 0.083076 | 0.10607 | 0.11364 | 0.10931 | 0.18216 | 0.23672 | 0.072485 | 0.021329 | 0.0065452 | 0.0028726 | 0.0004526 | 0.0039083
5B | 1000-1499 | 2000s | 3.1356e-05 | 0.0037161 | 0.028364 | 0.072581 | 0.11015 | 0.12682 | 0.12466 | 0.11134 | 0.16925 | 0.18845 | 0.047706 | 0.012151 | 0.0033222 | 0.0012979 | 0.00017263 | 0.0015072
6A | 1000-1499 | 2000s | 2.9496e-05 | 0.0035198 | 0.027239 | 0.070533 | 0.10807 | 0.1254 | 0.12408 | 0.11144 | 0.17058 | 0.19209 | 0.049295 | 0.012681 | 0.0034931 | 0.0013745 | 0.0001846 | 0.0015843
6B | 1000-1499 | 2000s | 2.3893e-05 | 0.0030812 | 0.024893 | 0.066325 | 0.10375 | 0.12237 | 0.12273 | 0.11151 | 0.17316 | 0.19974 | 0.052827 | 0.013907 | 0.0039037 | 0.0015658 | 0.00021637 | 0.00030425
7A | 1000-1499 | 2000s | 2.9496e-05 | 0.0035198 | 0.027239 | 0.070533 | 0.10807 | 0.1254 | 0.12408 | 0.11144 | 0.17058 | 0.19209 | 0.049295 | 0.012681 | 0.0034931 | 0.0013745 | 0.0001846 | 0.0002202
7B | 1000-1499 | 2000s | 2.3893e-05 | 0.0030812 | 0.024893 | 0.066325 | 0.10375 | 0.12237 | 0.12273 | 0.11151 | 0.17316 | 0.19974 | 0.052827 | 0.013907 | 0.0039037 | 0.0015658 | 0.00021637 | 3.6066e-05
1A | 1500-1999 | 2000s | 1.2593e-07 | 0.000175 | 0.0032978 | 0.015016 | 0.034809 | 0.056133 | 0.073091 | 0.083159 | 0.17111 | 0.31749 | 0.14713 | 0.05915 | 0.023268 | 0.013157 | 0.0030144 | 0.00033871
2A | 1500-1999 | 2000s | 1.2593e-07 | 0.000175 | 0.0032978 | 0.015016 | 0.034809 | 0.056133 | 0.073091 | 0.083159 | 0.17111 | 0.31749 | 0.14713 | 0.05915 | 0.023268 | 0.013157 | 0.0030144 | 0.0053607
2B | 1500-1999 | 2000s | 9.5722e-05 | 0.0078178 | 0.047098 | 0.1019 | 0.13635 | 0.14203 | 0.12843 | 0.10674 | 0.1485 | 0.14248 | 0.029801 | 0.0065511 | 0.0015887 | 0.00054956 | 6.1378e-05 | 0.00093354
3A | 1500-1999 | 2000s | 3.6963e-06 | 0.0010482 | 0.011901 | 0.039359 | 0.072054 | 0.096237 | 0.10705 | 0.10634 | 0.18449 | 0.25651 | 0.08517 | 0.026639 | 0.0085822 | 0.0039565 | 0.00067011 | 0.00532
3B | 1500-1999 | 2000s | 9.5722e-05 | 0.0078178 | 0.047098 | 0.1019 | 0.13635 | 0.14203 | 0.12843 | 0.10674 | 0.1485 | 0.14248 | 0.029801 | 0.0065511 | 0.0015887 | 0.00054956 | 6.1378e-05 | 0.0028921
3C | 1500-1999 | 2000s | 4.2956e-05 | 0.0045706 | 0.032693 | 0.079951 | 0.1173 | 0.13149 | 0.1264 | 0.11074 | 0.1644 | 0.17586 | 0.042293 | 0.01035 | 0.0027379 | 0.0010339 | 0.00013074 | 0.00035886
4A | 1500-1999 | 2000s | 1.2963e-06 | 0.00058704 | 0.0079343 | 0.02925 | 0.057949 | 0.082393 | 0.096551 | 0.10031 | 0.18409 | 0.28142 | 0.10451 | 0.035566 | 0.012254 | 0.0060478 | 0.0011322 | 0.0049997
4B | 1500-1999 | 2000s | 7.5074e-05 | 0.006573 | 0.041805 | 0.094212 | 0.13005 | 0.13888 | 0.12821 | 0.10847 | 0.15423 | 0.15348 | 0.033657 | 0.0076739 | 0.0019172 | 0.00068344 | 7.9563e-05 | 0.00024005
4C | 1500-1999 | 2000s | 3.537e-06 | 0.0010105 | 0.01159 | 0.038606 | 0.071047 | 0.095285 | 0.10636 | 0.10597 | 0.18456 | 0.25831 | 0.086463 | 0.02721 | 0.0088085 | 0.0040803 | 0.00069572 | 0.00093601
5A | 1500-1999 | 2000s | 2.2211e-05 | 0.0029763 | 0.024361 | 0.065366 | 0.10274 | 0.12163 | 0.12237 | 0.11149 | 0.17371 | 0.20156 | 0.053711 | 0.014221 | 0.0040098 | 0.0016154 | 0.00022456 | 0.0036761
5B | 1500-1999 | 2000s | 7.5074e-05 | 0.006573 | 0.041805 | 0.094212 | 0.13005 | 0.13888 | 0.12821 | 0.10847 | 0.15423 | 0.15348 | 0.033657 | 0.0076739 | 0.0019172 | 0.00068344 | 7.9563e-05 | 0.0013334
6A | 1500-1999 | 2000s | 6.8826e-05 | 0.0062106 | 0.040244 | 0.091884 | 0.12807 | 0.13782 | 0.12805 | 0.10893 | 0.15594 | 0.15696 | 0.034929 | 0.0080552 | 0.0020312 | 0.00073093 | 8.6252e-05 | 0.0012233
6B | 1500-1999 | 2000s | 5.8415e-05 | 0.0055284 | 0.037131 | 0.087055 | 0.12382 | 0.13542 | 0.12754 | 0.10977 | 0.15943 | 0.16437 | 0.037726 | 0.0089089 | 0.0022902 | 0.00084041 | 0.00010205 | 0.00034069
7A | 1500-1999 | 2000s | 6.8826e-05 | 0.0062106 | 0.040244 | 0.091884 | 0.12807 | 0.13782 | 0.12805 | 0.10893 | 0.15594 | 0.15696 | 0.034929 | 0.0080552 | 0.0020312 | 0.00073093 | 8.6252e-05 | 0.00017978
7B | 1500-1999 | 2000s | 5.8415e-05 | 0.0055284 | 0.037131 | 0.087055 | 0.12382 | 0.13542 | 0.12754 | 0.10977 | 0.15943 | 0.16437 | 0.037726 | 0.0089089 | 0.0022902 | 0.00084041 | 0.00010205 | 4.5517e-05
1A | 2000-2499 | 2000s | 5.3333e-07 | 0.00036787 | 0.0056925 | 0.022831 | 0.048107 | 0.071829 | 0.087675 | 0.094345 | 0.18094 | 0.29799 | 0.12062 | 0.043793 | 0.015883 | 0.0082594 | 0.0016698 | 0.00020398
2A | 2000-2499 | 2000s | 5.3333e-07 | 0.00036787 | 0.0056925 | 0.022831 | 0.048107 | 0.071829 | 0.087675 | 0.094345 | 0.18094 | 0.29799 | 0.12062 | 0.043793 | 0.015883 | 0.0082594 | 0.0016698 | 0.0040152
2B | 2000-2499 | 2000s | 0.00018765 | 0.012948 | 0.066553 | 0.12707 | 0.1544 | 0.14886 | 0.12621 | 0.099229 | 0.12901 | 0.11056 | 0.019915 | 0.0038941 | 0.00085696 | 0.00026836 | 2.6119e-05 | 0.00078415
3A | 2000-2499 | 2000s | 1.2478e-05 | 0.0020815 | 0.019027 | 0.054978 | 0.091286 | 0.11288 | 0.11776 | 0.11069 | 0.17927 | 0.22196 | 0.064077 | 0.018033 | 0.0053409 | 0.0022618 | 0.00033835 | 0.0040609
3B | 2000-2499 | 2000s | 0.00018765 | 0.012948 | 0.066553 | 0.12707 | 0.1544 | 0.14886 | 0.12621 | 0.099229 | 0.12901 | 0.11056 | 0.019915 | 0.0038941 | 0.00085696 | 0.00026836 | 2.6119e-05 | 0.0019536
3C | 2000-2499 | 2000s | 9.7196e-05 | 0.0079773 | 0.047868 | 0.10305 | 0.13728 | 0.14246 | 0.12842 | 0.10645 | 0.14762 | 0.14093 | 0.029295 | 0.0064097 | 0.0015483 | 0.00053343 | 5.9193e-05 | 0.00021336
4A | 2000-2499 | 2000s | 4.863e-06 | 0.0012038 | 0.013063 | 0.042072 | 0.07558 | 0.099462 | 0.10929 | 0.10743 | 0.18395 | 0.25021 | 0.08092 | 0.024808 | 0.0078635 | 0.0035649 | 0.00058859 | 0.0042099
4B | 2000-2499 | 2000s | 0.0001549 | 0.011068 | 0.059736 | 0.11877 | 0.14891 | 0.14721 | 0.12743 | 0.102 | 0.13552 | 0.1204 | 0.022754 | 0.0046197 | 0.0010488 | 0.00033904 | 3.4407e-05 | 0.00019054
4C | 2000-2499 | 2000s | 1.1859e-05 | 0.0020101 | 0.018565 | 0.054024 | 0.090172 | 0.11198 | 0.11723 | 0.11054 | 0.17971 | 0.22398 | 0.065171 | 0.018447 | 0.0054871 | 0.0023332 | 0.00035093 | 0.00060939
5A | 2000-2499 | 2000s | 5.6419e-05 | 0.0054149 | 0.036638 | 0.086323 | 0.1232 | 0.13509 | 0.12748 | 0.10991 | 0.15995 | 0.16546 | 0.038142 | 0.0090403 | 0.0023315 | 0.00085863 | 0.00010486 | 0.0036377
5B | 2000-2499 | 2000s | 0.0001549 | 0.011068 | 0.059736 | 0.11877 | 0.14891 | 0.14721 | 0.12743 | 0.102 | 0.13552 | 0.1204 | 0.022754 | 0.0046197 | 0.0010488 | 0.00033904 | 3.4407e-05 | 0.0010908
6A | 2000-2499 | 2000s | 0.00014337 | 0.010526 | 0.057756 | 0.11624 | 0.14713 | 0.14657 | 0.1277 | 0.10278 | 0.13749 | 0.12355 | 0.023708 | 0.0048725 | 0.0011177 | 0.00036527 | 3.7607e-05 | 0.001217
6B | 2000-2499 | 2000s | 0.00012212 | 0.0094498 | 0.053712 | 0.11097 | 0.1433 | 0.14509 | 0.12813 | 0.10434 | 0.14159 | 0.13031 | 0.025808 | 0.0054369 | 0.0012731 | 0.00042491 | 4.5111e-05 | 0.00027194
7A | 2000-2499 | 2000s | 0.00014337 | 0.010526 | 0.057756 | 0.11624 | 0.14713 | 0.14657 | 0.1277 | 0.10278 | 0.13749 | 0.12355 | 0.023708 | 0.0048725 | 0.0011177 | 0.00036527 | 3.7607e-05 | 0.00020088
7B | 2000-2499 | 2000s | 0.00012212 | 0.0094498 | 0.053712 | 0.11097 | 0.1433 | 0.14509 | 0.12813 | 0.10434 | 0.14159 | 0.13031 | 0.025808 | 0.0054369 | 0.0012731 | 0.00042491 | 4.5111e-05 | 3.6127e-05
1A | 2500-2999 | 2000s | 2.1444e-06 | 0.00076556 | 0.0095366 | 0.033468 | 0.064006 | 0.088511 | 0.10135 | 0.10323 | 0.18478 | 0.27083 | 0.09572 | 0.031383 | 0.010496 | 0.0050261 | 0.0008999 | 0.00012511
2A | 2500-2999 | 2000s | 2.1444e-06 | 0.00076556 | 0.0095366 | 0.033468 | 0.064006 | 0.088511 | 0.10135 | 0.10323 | 0.18478 | 0.27083 | 0.09572 | 0.031383 | 0.010496 | 0.0050261 | 0.0008999 | 0.0022766
2B | 2500-2999 | 2000s | 0.00032946 | 0.020435 | 0.090661 | 0.15297 | 0.16876 | 0.15061 | 0.11976 | 0.08912 | 0.10842 | 0.083211 | 0.012901 | 0.0022386 | 0.00044536 | 0.00012566 | 1.0774e-05 | 0.00044321
3A | 2500-2999 | 2000s | 3.3693e-05 | 0.0038688 | 0.029136 | 0.073926 | 0.11149 | 0.12773 | 0.12503 | 0.11127 | 0.16839 | 0.18608 | 0.046656 | 0.011794 | 0.0032036 | 0.0012428 | 0.00016345 | 0.0022128
3B | 2500-2999 | 2000s | 0.00032946 | 0.020435 | 0.090661 | 0.15297 | 0.16876 | 0.15061 | 0.11976 | 0.08912 | 0.10842 | 0.083211 | 0.012901 | 0.0022386 | 0.00044536 | 0.00012566 | 1.0774e-05 | 0.0012739
3C | 2500-2999 | 2000s | 0.00019069 | 0.013175 | 0.067365 | 0.12802 | 0.155 | 0.14902 | 0.12605 | 0.09891 | 0.12828 | 0.10946 | 0.019593 | 0.0038104 | 0.00083451 | 0.00025999 | 2.5111e-05 | 0.00016742
4A | 2500-2999 | 2000s | 1.4715e-05 | 0.0023361 | 0.020641 | 0.058213 | 0.094928 | 0.11573 | 0.11933 | 0.11106 | 0.17767 | 0.21551 | 0.060645 | 0.016731 | 0.0048742 | 0.002029 | 0.00029566 | 0.0024904
4B | 2500-2999 | 2000s | 0.00027278 | 0.017671 | 0.082321 | 0.14459 | 0.16457 | 0.1506 | 0.12226 | 0.092627 | 0.11514 | 0.091596 | 0.014918 | 0.0026934 | 0.00055438 | 0.0001621 | 1.4518e-05 | 0.00011356
4C | 2500-2999 | 2000s | 3.2289e-05 | 0.0037479 | 0.028484 | 0.072773 | 0.11034 | 0.12696 | 0.12473 | 0.11134 | 0.16914 | 0.18809 | 0.047528 | 0.012085 | 0.0032987 | 0.0012862 | 0.00017053 | 0.00043739
5A | 2500-2999 | 2000s | 0.00012183 | 0.0092804 | 0.052939 | 0.10991 | 0.14252 | 0.14477 | 0.1282 | 0.10464 | 0.1424 | 0.13166 | 0.026224 | 0.0055462 | 0.0013022 | 0.00043558 | 4.6293e-05 | 0.0019866
5B | 2500-2999 | 2000s | 0.00027278 | 0.017671 | 0.082321 | 0.14459 | 0.16457 | 0.1506 | 0.12226 | 0.092627 | 0.11514 | 0.091596 | 0.014918 | 0.0026934 | 0.00055438 | 0.0001621 | 1.4518e-05 | 0.00068521
6A | 2500-2999 | 2000s | 0.00026442 | 0.016957 | 0.079847 | 0.14191 | 0.16312 | 0.15047 | 0.12298 | 0.093696 | 0.11726 | 0.094304 | 0.01558 | 0.0028432 | 0.00059025 | 0.00017401 | 1.5663e-05 | 0.0006748
6B | 2500-2999 | 2000s | 0.00023214 | 0.01534 | 0.074702 | 0.1364 | 0.16007 | 0.1501 | 0.12434 | 0.095837 | 0.12163 | 0.10014 | 0.01709 | 0.0032023 | 0.00068005 | 0.00020533 | 1.91e-05 | 0.00019246
7A | 2500-2999 | 2000s | 0.00026442 | 0.016957 | 0.079847 | 0.14191 | 0.16312 | 0.15047 | 0.12298 | 0.093696 | 0.11726 | 0.094304 | 0.01558 | 0.0028432 | 0.00059025 | 0.00017401 | 1.5663e-05 | 9.4911e-05
7B | 2500-2999 | 2000s | 0.00023214 | 0.01534 | 0.074702 | 0.1364 | 0.16007 | 0.1501 | 0.12434 | 0.095837 | 0.12163 | 0.10014 | 0.01709 | 0.0032023 | 0.00068005 | 0.00020533 | 1.91e-05 | 2.5147e-05
1A | 3000-3999 | 2000s | 9.8556e-06 | 0.0018097 | 0.017275 | 0.051336 | 0.087013 | 0.10938 | 0.11568 | 0.11004 | 0.18086 | 0.22963 | 0.068364 | 0.019699 | 0.0059465 | 0.0025678 | 0.00039556 | 9.5685e-05
2A | 3000-3999 | 2000s | 9.8556e-06 | 0.0018097 | 0.017275 | 0.051336 | 0.087013 | 0.10938 | 0.11568 | 0.11004 | 0.18086 | 0.22963 | 0.068364 | 0.019699 | 0.0059465 | 0.0025678 | 0.00039556 | 0.0022159
2B | 3000-3999 | 2000s | 0.00057549 | 0.034129 | 0.12744 | 0.1841 | 0.17973 | 0.14551 | 0.10676 | 0.07418 | 0.08317 | 0.05587 | 0.0072106 | 0.0010823 | 0.00019052 | 4.7389e-05 | 3.8444e-06 | 0.00063888
3A | 3000-3999 | 2000s | 9.6748e-05 | 0.0078309 | 0.04707 | 0.1018 | 0.13625 | 0.14196 | 0.12841 | 0.10675 | 0.14856 | 0.14263 | 0.029859 | 0.0065697 | 0.0015946 | 0.00055218 | 6.1733e-05 | 0.0022673
3B | 3000-3999 | 2000s | 0.00057549 | 0.034129 | 0.12744 | 0.1841 | 0.17973 | 0.14551 | 0.10676 | 0.07418 | 0.08317 | 0.05587 | 0.0072106 | 0.0010823 | 0.00019052 | 4.7389e-05 | 3.8444e-06 | 0.0013556
3C | 3000-3999 | 2000s | 0.00037677 | 0.023078 | 0.098413 | 0.16029 | 0.17198 | 0.15012 | 0.1172 | 0.08587 | 0.10255 | 0.076372 | 0.011369 | 0.0019114 | 0.00037039 | 0.00010175 | 8.5407e-06 | 0.00015887
4A | 3000-3999 | 2000s | 4.9356e-05 | 0.0049713 | 0.034587 | 0.083036 | 0.12017 | 0.13325 | 0.12693 | 0.11034 | 0.16223 | 0.17081 | 0.040291 | 0.0097227 | 0.0025446 | 0.0009512 | 0.00011872 | 0.0028167
4B | 3000-3999 | 2000s | 0.00050455 | 0.030042 | 0.11718 | 0.17628 | 0.1777 | 0.14759 | 0.11058 | 0.078224 | 0.089579 | 0.062275 | 0.0084274 | 0.0013131 | 0.00023856 | 6.1296e-05 | 4.9667e-06 | 0.00012585
4C | 3000-3999 | 2000s | 9.0948e-05 | 0.0075754 | 0.046122 | 0.1005 | 0.13521 | 0.14145 | 0.12838 | 0.10705 | 0.14954 | 0.14451 | 0.030521 | 0.0067611 | 0.0016499 | 0.00057436 | 6.4633e-05 | 0.0004126
5A | 3000-3999 | 2000s | 0.00025801 | 0.016858 | 0.079688 | 0.14176 | 0.16302 | 0.15042 | 0.12298 | 0.093738 | 0.11739 | 0.094555 | 0.015667 | 0.002868 | 0.00059727 | 0.00017675 | 1.6026e-05 | 0.0030408
5B | 3000-3999 | 2000s | 0.00050455 | 0.030042 | 0.11718 | 0.17628 | 0.1777 | 0.14759 | 0.11058 | 0.078224 | 0.089579 | 0.062275 | 0.0084274 | 0.0013131 | 0.00023856 | 6.1296e-05 | 4.9667e-06 | 0.00084605
6A | 3000-3999 | 2000s | 0.00048059 | 0.028828 | 0.1141 | 0.17381 | 0.17695 | 0.14813 | 0.11171 | 0.079466 | 0.091604 | 0.064369 | 0.0088413 | 0.0013942 | 0.00025593 | 6.6481e-05 | 5.3815e-06 | 0.0010224
6B | 3000-3999 | 2000s | 0.00043892 | 0.026451 | 0.10774 | 0.1685 | 0.17514 | 0.14907 | 0.11399 | 0.082045 | 0.095917 | 0.068967 | 0.0097763 | 0.0015802 | 0.00029613 | 7.8582e-05 | 6.4593e-06 | 9.6616e-05
7A | 3000-3999 | 2000s | 0.00048059 | 0.028828 | 0.1141 | 0.17381 | 0.17695 | 0.14813 | 0.11171 | 0.079466 | 0.091604 | 0.064369 | 0.0088413 | 0.0013942 | 0.00025593 | 6.6481e-05 | 5.3815e-06 | 0.00016584
7B | 3000-3999 | 2000s | 0.00043892 | 0.026451 | 0.10774 | 0.1685 | 0.17514 | 0.14907 | 0.11399 | 0.082045 | 0.095917 | 0.068967 | 0.0097763 | 0.0015802 | 0.00029613 | 7.8582e-05 | 6.4593e-06 | 1.2679e-05
1A | 4000+ | 2000s | 0.0057893 | 0.15588 | 0.28848 | 0.23204 | 0.14262 | 0.07975 | 0.043225 | 0.023316 | 0.019634 | 0.008561 | 0.00063687 | 6.6167e-05 | 8.8667e-06 | 1.7e-06 | 7.6667e-07 | 6.0991e-05
2A | 4000+ | 2000s | 0.0057893 | 0.15588 | 0.28848 | 0.23204 | 0.14262 | 0.07975 | 0.043225 | 0.023316 | 0.019634 | 0.008561 | 0.00063687 | 6.6167e-05 | 8.8667e-06 | 1.7e-06 | 7.6667e-07 | 0.00099671
2B | 4000+ | 2000s | 0.085284 | 0.44603 | 0.2934 | 0.11435 | 0.039577 | 0.013601 | 0.0048137 | 0.0017754 | 0.00095943 | 0.00020357 | 4.8556e-06 | 1.7778e-07 | 0 | 0 | 5.5556e-07 | 0.00040561
3A | 4000+ | 2000s | 0.023086 | 0.27445 | 0.33233 | 0.19605 | 0.093908 | 0.042721 | 0.019481 | 0.0090814 | 0.0065112 | 0.0022459 | 0.00012504 | 1.0989e-05 | 1.3e-06 | 2.2222e-07 | 6.4444e-07 | 0.0011628
3B | 4000+ | 2000s | 0.085284 | 0.44603 | 0.2934 | 0.11435 | 0.039577 | 0.013601 | 0.0048137 | 0.0017754 | 0.00095943 | 0.00020357 | 4.8556e-06 | 1.7778e-07 | 0 | 0 | 5.5556e-07 | 0.00058775
3C | 4000+ | 2000s | 0.061057 | 0.39795 | 0.31608 | 0.13948 | 0.053007 | 0.019734 | 0.0075156 | 0.0029719 | 0.0017514 | 0.00043493 | 1.4167e-05 | 7.8889e-07 | 5.5556e-08 | 0 | 6.2222e-07 | 5.6645e-05
4A | 4000+ | 2000s | 0.015082 | 0.23203 | 0.3243 | 0.21199 | 0.11033 | 0.053828 | 0.026054 | 0.012784 | 0.0097063 | 0.0036468 | 0.00022692 | 2.1344e-05 | 2.6556e-06 | 4.8889e-07 | 7.4444e-07 | 0.0017916
4B | 4000+ | 2000s | 0.076523 | 0.43047 | 0.30197 | 0.12265 | 0.043769 | 0.015444 | 0.0056026 | 0.0021166 | 0.0011794 | 0.00026511 | 7.1556e-06 | 3.1111e-07 | 1.1111e-08 | 0 | 5.6667e-07 | 7.6851e-05
4C | 4000+ | 2000s | 0.022395 | 0.27177 | 0.33182 | 0.1971 | 0.095013 | 0.043468 | 0.019918 | 0.0093232 | 0.0067139 | 0.0023296 | 0.00013047 | 1.1478e-05 | 1.3556e-06 | 2.3333e-07 | 7.3333e-07 | 0.00015124
5A | 4000+ | 2000s | 0.046356 | 0.36011 | 0.32694 | 0.15812 | 0.064628 | 0.025645 | 0.010356 | 0.0043258 | 0.0027257 | 0.00076096 | 3.0511e-05 | 2.0667e-06 | 1.8889e-07 | 2.2222e-08 | 6.3333e-07 | 0.0017492
5B | 4000+ | 2000s | 0.076523 | 0.43047 | 0.30197 | 0.12265 | 0.043769 | 0.015444 | 0.0056026 | 0.0021166 | 0.0011794 | 0.00026511 | 7.1556e-06 | 3.1111e-07 | 1.1111e-08 | 0 | 5.6667e-07 | 0.00057275
6A | 4000+ | 2000s | 0.074051 | 0.42519 | 0.30448 | 0.12535 | 0.045184 | 0.016081 | 0.0058794 | 0.0022376 | 0.001258 | 0.00028736 | 7.9778e-06 | 3.6667e-07 | 2.2222e-08 | 0 | 5.8889e-07 | 0.00055336
6B | 4000+ | 2000s | 0.068649 | 0.41466 | 0.3093 | 0.1309 | 0.048205 | 0.017477 | 0.0064997 | 0.002514 | 0.0014421 | 0.00034148 | 1.0178e-05 | 5e-07 | 3.3333e-08 | 0 | 5.5556e-07 | 0.000106
7A | 4000+ | 2000s | 0.074051 | 0.42519 | 0.30448 | 0.12535 | 0.045184 | 0.016081 | 0.0058794 | 0.0022376 | 0.001258 | 0.00028736 | 7.9778e-06 | 3.6667e-07 | 2.2222e-08 | 0 | 5.8889e-07 | 8.1684e-05
7B | 4000+ | 2000s | 0.068649 | 0.41466 | 0.3093 | 0.1309 | 0.048205 | 0.017477 | 0.0064997 | 0.002514 | 0.0014421 | 0.00034148 | 1.0178e-05 | 5e-07 | 3.3333e-08 | 0 | 5.5556e-07 | 1.51e-05
1A | 500-749 | 2000s | 0 | 3.4181e-05 | 0.00092409 | 0.0054446 | 0.01544 | 0.029356 | 0.043914 | 0.05632 | 0.135 | 0.32496 | 0.20038 | 0.10004 | 0.046805 | 0.031763 | 0.009626 | 6.3751e-05
2A | 500-749 | 2000s | 0 | 3.4181e-05 | 0.00092409 | 0.0054446 | 0.01544 | 0.029356 | 0.043914 | 0.05632 | 0.135 | 0.32496 | 0.20038 | 0.10004 | 0.046805 | 0.031763 | 0.009626 | 0.00088088
2B | 500-749 | 2000s | 1.3111e-05 | 0.0021858 | 0.019751 | 0.056478 | 0.092992 | 0.11422 | 0.1185 | 0.11086 | 0.17853 | 0.21898 | 0.062485 | 0.017423 | 0.0051199 | 0.00215 | 0.00031741 | 0.00010579
3A | 500-749 | 2000s | 1.7778e-07 | 0.00021496 | 0.0038642 | 0.017017 | 0.038415 | 0.060596 | 0.07743 | 0.086663 | 0.17464 | 0.31271 | 0.13922 | 0.054317 | 0.020863 | 0.01151 | 0.002542 | 0.00083141
3B | 500-749 | 2000s | 1.3111e-05 | 0.0021858 | 0.019751 | 0.056478 | 0.092992 | 0.11422 | 0.1185 | 0.11086 | 0.17853 | 0.21898 | 0.062485 | 0.017423 | 0.0051199 | 0.00215 | 0.00031741 | 0.00072617
3C | 500-749 | 2000s | 4.5222e-06 | 0.0011562 | 0.012692 | 0.041188 | 0.074428 | 0.098416 | 0.10857 | 0.10709 | 0.18416 | 0.25225 | 0.082269 | 0.025384 | 0.0080889 | 0.0036878 | 0.00061433 | 0.00019234
4A | 500-749 | 2000s | 5.1852e-08 | 0.00011832 | 0.0024559 | 0.011934 | 0.029066 | 0.048774 | 0.065662 | 0.076882 | 0.16405 | 0.32376 | 0.16074 | 0.068087 | 0.027928 | 0.016499 | 0.0040419 | 0.00099612
4B | 500-749 | 2000s | 9.1852e-06 | 0.0017682 | 0.017071 | 0.050952 | 0.086573 | 0.10902 | 0.11547 | 0.10998 | 0.18106 | 0.23047 | 0.0688 | 0.019852 | 0.0059963 | 0.0025894 | 0.00039841 | 3.5382e-05
4C | 500-749 | 2000s | 1.6667e-07 | 0.00020816 | 0.0037607 | 0.016641 | 0.037733 | 0.059754 | 0.076618 | 0.086015 | 0.174 | 0.31364 | 0.14068 | 0.055199 | 0.021302 | 0.011812 | 0.0026308 | 0.00033839
5A | 500-749 | 2000s | 1.6556e-06 | 0.00068836 | 0.0089124 | 0.031893 | 0.061786 | 0.086296 | 0.099636 | 0.10221 | 0.18462 | 0.27479 | 0.098877 | 0.032847 | 0.011098 | 0.0053672 | 0.00097439 | 0.00092223
5B | 500-749 | 2000s | 9.1852e-06 | 0.0017682 | 0.017071 | 0.050952 | 0.086573 | 0.10902 | 0.11547 | 0.10998 | 0.18106 | 0.23047 | 0.0688 | 0.019852 | 0.0059963 | 0.0025894 | 0.00039841 | 0.00022955
6A | 500-749 | 2000s | 8.4074e-06 | 0.0016557 | 0.016293 | 0.049304 | 0.084618 | 0.10739 | 0.11447 | 0.10963 | 0.1817 | 0.23395 | 0.070841 | 0.020668 | 0.0062991 | 0.002745 | 0.00042789 | 0.0002964
6B | 500-749 | 2000s | 6.5889e-06 | 0.0014384 | 0.014776 | 0.045969 | 0.080523 | 0.10387 | 0.11223 | 0.10874 | 0.18287 | 0.2413 | 0.07526 | 0.022458 | 0.0069695 | 0.0030937 | 0.0004956 | 6.5984e-05
7A | 500-749 | 2000s | 8.4074e-06 | 0.0016557 | 0.016293 | 0.049304 | 0.084618 | 0.10739 | 0.11447 | 0.10963 | 0.1817 | 0.23395 | 0.070841 | 0.020668 | 0.0062991 | 0.002745 | 0.00042789 | 2.9888e-05
7B | 500-749 | 2000s | 6.5889e-06 | 0.0014384 | 0.014776 | 0.045969 | 0.080523 | 0.10387 | 0.11223 | 0.10874 | 0.18287 | 0.2413 | 0.07526 | 0.022458 | 0.0069695 | 0.0030937 | 0.0004956 | 9.5263e-06
1A | 750-999 | 2000s | 1.1111e-08 | 5.053e-05 | 0.0012629 | 0.0070152 | 0.018981 | 0.034717 | 0.050263 | 0.062665 | 0.14486 | 0.32771 | 0.18897 | 0.089654 | 0.040267 | 0.026168 | 0.0074161 | 0.00026309
2A | 750-999 | 2000s | 1.1111e-08 | 5.053e-05 | 0.0012629 | 0.0070152 | 0.018981 | 0.034717 | 0.050263 | 0.062665 | 0.14486 | 0.32771 | 0.18897 | 0.089654 | 0.040267 | 0.026168 | 0.0074161 | 0.0021876
2B | 750-999 | 2000s | 2.2818e-05 | 0.0030252 | 0.024633 | 0.06587 | 0.10327 | 0.12201 | 0.12254 | 0.11149 | 0.1734 | 0.20063 | 0.053271 | 0.014066 | 0.003957 | 0.0015904 | 0.00022026 | 0.00024059
3A | 750-999 | 2000s | 4.1482e-07 | 0.00031911 | 0.0051255 | 0.021071 | 0.045245 | 0.068598 | 0.084814 | 0.092282 | 0.17946 | 0.30255 | 0.12579 | 0.046604 | 0.017178 | 0.0090832 | 0.0018825 | 0.0021511
3B | 750-999 | 2000s | 2.2818e-05 | 0.0030252 | 0.024633 | 0.06587 | 0.10327 | 0.12201 | 0.12254 | 0.11149 | 0.1734 | 0.20063 | 0.053271 | 0.014066 | 0.003957 | 0.0015904 | 0.00022026 | 0.0010381
3C | 750-999 | 2000s | 8.1407e-06 | 0.0016301 | 0.01611 | 0.048881 | 0.084088 | 0.10694 | 0.1142 | 0.10953 | 0.18189 | 0.23491 | 0.071361 | 0.020866 | 0.0063704 | 0.0027813 | 0.00043502 | 0.00026106
4A | 750-999 | 2000s | 1.2593e-07 | 0.00017269 | 0.0032772 | 0.014961 | 0.034723 | 0.056028 | 0.072985 | 0.083069 | 0.17101 | 0.31758 | 0.14733 | 0.059287 | 0.023338 | 0.013205 | 0.0030286 | 0.0029041
4B | 750-999 | 2000s | 1.6737e-05 | 0.0024847 | 0.021457 | 0.059778 | 0.096674 | 0.1171 | 0.12008 | 0.11123 | 0.17686 | 0.21233 | 0.058996 | 0.016124 | 0.0046638 | 0.0019281 | 0.00027836 | 6.3043e-05
4C | 750-999 | 2000s | 3.5556e-07 | 0.000304 | 0.0049762 | 0.020619 | 0.044493 | 0.067718 | 0.084004 | 0.091671 | 0.17895 | 0.30374 | 0.12727 | 0.047424 | 0.017559 | 0.0093256 | 0.0019451 | 0.00045155
5A | 750-999 | 2000s | 3.3815e-06 | 0.00099767 | 0.011496 | 0.038365 | 0.070707 | 0.094955 | 0.10612 | 0.10585 | 0.18459 | 0.25895 | 0.08689 | 0.027386 | 0.0088744 | 0.004114 | 0.00070187 | 0.001873
5B | 750-999 | 2000s | 1.6737e-05 | 0.0024847 | 0.021457 | 0.059778 | 0.096674 | 0.1171 | 0.12008 | 0.11123 | 0.17686 | 0.21233 | 0.058996 | 0.016124 | 0.0046638 | 0.0019281 | 0.00027836 | 0.0004214
6A | 750-999 | 2000s | 1.4996e-05 | 0.0023243 | 0.020524 | 0.05797 | 0.094664 | 0.11554 | 0.11923 | 0.11105 | 0.1778 | 0.21595 | 0.060869 | 0.016814 | 0.0049041 | 0.002044 | 0.00029852 | 0.00058922
6B | 750-999 | 2000s | 1.2204e-05 | 0.0020288 | 0.01867 | 0.054242 | 0.090434 | 0.11219 | 0.11736 | 0.11058 | 0.17961 | 0.22349 | 0.064908 | 0.018348 | 0.0054527 | 0.0023169 | 0.00034822 | 0.00015103
7A | 750-999 | 2000s | 1.4996e-05 | 0.0023243 | 0.020524 | 0.05797 | 0.094664 | 0.11554 | 0.11923 | 0.11105 | 0.1778 | 0.21595 | 0.060869 | 0.016814 | 0.0049041 | 0.002044 | 0.00029852 | 9.2779e-05
7B | 750-999 | 2000s | 1.2204e-05 | 0.0020288 | 0.01867 | 0.054242 | 0.090434 | 0.11219 | 0.11736 | 0.11058 | 0.17961 | 0.22349 | 0.064908 | 0.018348 | 0.0054527 | 0.0023169 | 0.00034822 | 3.0955e-05
1A | 0-499 | 2010s | 0 | 2.1715e-05 | 0.00063199 | 0.0039724 | 0.0119 | 0.023692 | 0.036866 | 0.048922 | 0.12254 | 0.31806 | 0.21251 | 0.11277 | 0.055421 | 0.039642 | 0.013048 | 7.4256e-06
2A | 0-499 | 2010s | 0 | 2.1715e-05 | 0.00063199 | 0.0039724 | 0.0119 | 0.023692 | 0.036866 | 0.048922 | 0.12254 | 0.31806 | 0.21251 | 0.11277 | 0.055421 | 0.039642 | 0.013048 | 0.00010089
2B | 0-499 | 2010s | 6.7889e-06 | 0.0014625 | 0.014935 | 0.046299 | 0.080921 | 0.10422 | 0.11247 | 0.10885 | 0.1828 | 0.24058 | 0.074781 | 0.022251 | 0.006889 | 0.0030508 | 0.00048721 | 1.9416e-05
3A | 0-499 | 2010s | 6.6667e-08 | 0.00013722 | 0.0027499 | 0.013047 | 0.031193 | 0.051557 | 0.068525 | 0.07935 | 0.16695 | 0.32167 | 0.15549 | 0.064546 | 0.02605 | 0.015129 | 0.0036101 | 0.00010306
3B | 0-499 | 2010s | 6.7889e-06 | 0.0014625 | 0.014935 | 0.046299 | 0.080921 | 0.10422 | 0.11247 | 0.10885 | 0.1828 | 0.24058 | 0.074781 | 0.022251 | 0.006889 | 0.0030508 | 0.00048721 | 8.9537e-05
3C | 0-499 | 2010s | 2.0407e-06 | 0.00074612 | 0.0093786 | 0.03308 | 0.06347 | 0.087984 | 0.10095 | 0.10299 | 0.18475 | 0.27178 | 0.096473 | 0.031729 | 0.010637 | 0.0051049 | 0.00091662 | 2.6973e-05
4A | 0-499 | 2010s | 2.2222e-08 | 7.367e-05 | 0.0017108 | 0.0089743 | 0.023175 | 0.040774 | 0.057112 | 0.069193 | 0.15419 | 0.32761 | 0.17645 | 0.079501 | 0.034262 | 0.021318 | 0.005652 | 0.00018591
4B | 0-499 | 2010s | 4.7259e-06 | 0.0011762 | 0.012824 | 0.041487 | 0.074817 | 0.098776 | 0.10882 | 0.10722 | 0.1841 | 0.25154 | 0.081789 | 0.025182 | 0.0080127 | 0.0036484 | 0.00060696 | 3.9263e-06
4C | 0-499 | 2010s | 6.2963e-08 | 0.00012976 | 0.0026549 | 0.012717 | 0.030586 | 0.050775 | 0.067727 | 0.078665 | 0.16615 | 0.32229 | 0.15697 | 0.065535 | 0.026569 | 0.015502 | 0.0037245 | 4.4477e-05
5A | 0-499 | 2010s | 7.6667e-07 | 0.00044353 | 0.0065022 | 0.02522 | 0.051861 | 0.075952 | 0.091228 | 0.096819 | 0.18248 | 0.29181 | 0.11418 | 0.040406 | 0.014358 | 0.0073103 | 0.0014318 | 0.00014298
5B | 0-499 | 2010s | 4.7259e-06 | 0.0011762 | 0.012824 | 0.041487 | 0.074817 | 0.098776 | 0.10882 | 0.10722 | 0.1841 | 0.25154 | 0.081789 | 0.025182 | 0.0080127 | 0.0036484 | 0.00060696 | 3.2652e-05
6A | 0-499 | 2010s | 4.0963e-06 | 0.0010938 | 0.012215 | 0.040071 | 0.072973 | 0.097082 | 0.10764 | 0.10664 | 0.18438 | 0.25487 | 0.084026 | 0.026138 | 0.0083836 | 0.0038475 | 0.0006473 | 5.0155e-05
6B | 0-499 | 2010s | 2.9148e-06 | 0.00092899 | 0.010985 | 0.037181 | 0.069159 | 0.093514 | 0.10508 | 0.10531 | 0.18472 | 0.26169 | 0.088864 | 0.02827 | 0.0092311 | 0.0043136 | 0.00074507 | 1.0269e-05
7A | 0-499 | 2010s | 4.0963e-06 | 0.0010938 | 0.012215 | 0.040071 | 0.072973 | 0.097082 | 0.10764 | 0.10664 | 0.18438 | 0.25487 | 0.084026 | 0.026138 | 0 | 0 | 0 | 1.0421e-05 | 10.7538 | 2.8 | 2.7992 | 0.74 | 2
7B | 0-499 | 2010s | 2.9148e-06 | 0.00092899 | 0.010985 | 0.037181 | 0.069159 | 0.093514 | 0.10508 | 0.10531 | 0.18472 | 0.26169 | 0.088864 | 0.02827 | 0.0092311 | 0.0043136 | 0.00074507 | 5.5843e-07
1A | 1000-1499 | 2010s | 2.5926e-08 | 8.2818e-05 | 0.0018694 | 0.0096185 | 0.024481 | 0.042577 | 0.059076 | 0.070997 | 0.15661 | 0.32707 | 0.17284 | 0.076754 | 0.032695 | 0.020095 | 0.0052305 | 0.00018127
2A | 1000-1499 | 2010s | 2.5926e-08 | 8.2818e-05 | 0.0018694 | 0.0096185 | 0.024481 | 0.042577 | 0.059076 | 0.070997 | 0.15661 | 0.32707 | 0.17284 | 0.076754 | 0.032695 | 0.020095 | 0.0052305 | 0.0019333
2B | 1000-1499 | 2010s | 4.2256e-05 | 0.0045002 | 0.032321 | 0.079342 | 0.11675 | 0.13116 | 0.12631 | 0.11082 | 0.1648 | 0.1768 | 0.042691 | 0.010484 | 0.0027823 | 0.0010544 | 0.00013407 | 0.00027136
3A | 1000-1499 | 2010s | 1.0407e-06 | 0.00051873 | 0.00726 | 0.027382 | 0.05517 | 0.079495 | 0.094192 | 0.098796 | 0.18347 | 0.28618 | 0.10881 | 0.037695 | 0.013171 | 0.0065926 | 0.0012589 | 0.0019058
3B | 1000-1499 | 2010s | 4.2256e-05 | 0.0045002 | 0.032321 | 0.079342 | 0.11675 | 0.13116 | 0.12631 | 0.11082 | 0.1648 | 0.1768 | 0.042691 | 0.010484 | 0.0027823 | 0.0010544 | 0.00013407 | 0.00066498
3C | 1000-1499 | 2010s | 1.683e-05 | 0.002516 | 0.02169 | 0.060253 | 0.097195 | 0.11749 | 0.12028 | 0.11125 | 0.17661 | 0.21143 | 0.058545 | 0.015957 | 0.0046051 | 0.0018994 | 0.00027335 | 0.00018639
4A | 1000-1499 | 2010s | 3.1111e-07 | 0.00028265 | 0.0047206 | 0.019804 | 0.043134 | 0.066146 | 0.082575 | 0.090606 | 0.1781 | 0.30584 | 0.12985 | 0.048868 | 0.018239 | 0.0097686 | 0.0020643 | 0.0022213
4B | 1000-1499 | 2010s | 3.1356e-05 | 0.0037161 | 0.028364 | 0.072581 | 0.11015 | 0.12682 | 0.12466 | 0.11134 | 0.16925 | 0.18845 | 0.047706 | 0.012151 | 0.0033222 | 0.0012979 | 0.00017263 | 6.8866e-05
4C | 1000-1499 | 2010s | 9.4074e-07 | 0.00049824 | 0.0070602 | 0.026807 | 0.054282 | 0.078544 | 0.093402 | 0.098277 | 0.18324 | 0.28771 | 0.11021 | 0.038399 | 0.01348 | 0.0067826 | 0.0013067 | 0.00030627
5A | 1000-1499 | 2010s | 7.5741e-06 | 0.0015702 | 0.015716 | 0.048044 | 0.083076 | 0.10607 | 0.11364 | 0.10931 | 0.18216 | 0.23672 | 0.072485 | 0.021329 | 0.0065452 | 0.0028726 | 0.0004526 | 0.0015039
5B | 1000-1499 | 2010s | 3.1356e-05 | 0.0037161 | 0.028364 | 0.072581 | 0.11015 | 0.12682 | 0.12466 | 0.11134 | 0.16925 | 0.18845 | 0.047706 | 0.012151 | 0.0033222 | 0.0012979 | 0.00017263 | 0.00061278
6A | 1000-1499 | 2010s | 2.9496e-05 | 0.0035198 | 0.027239 | 0.070533 | 0.10807 | 0.1254 | 0.12408 | 0.11144 | 0.17058 | 0.19209 | 0.049295 | 0.012681 | 0.0034931 | 0.0013745 | 0.0001846 | 0.00053503
6B | 1000-1499 | 2010s | 2.3893e-05 | 0.0030812 | 0.024893 | 0.066325 | 0.10375 | 0.12237 | 0.12273 | 0.11151 | 0.17316 | 0.19974 | 0.052827 | 0.013907 | 0.0039037 | 0.0015658 | 0.00021637 | 0.00016068
7A | 1000-1499 | 2010s | 2.9496e-05 | 0.0035198 | 0.027239 | 0.070533 | 0.10807 | 0.1254 | 0.12408 | 0.11144 | 0.17058 | 0.19209 | 0.049295 | 0.012681 | 0.0034931 | 0.0013745 | 0.0001846 | 0.00013336
7B | 1000-1499 | 2010s | 2.3893e-05 | 0.0030812 | 0.024893 | 0.066325 | 0.10375 | 0.12237 | 0.12273 | 0.11151 | 0.17316 | 0.19974 | 0.052827 | 0.013907 | 0.0039037 | 0.0015658 | 0.00021637 | 1.2085e-05
1A | 1500-1999 | 2010s | 1.2593e-07 | 0.000175 | 0.0032978 | 0.015016 | 0.034809 | 0.056133 | 0.073091 | 0.083159 | 0.17111 | 0.31749 | 0.14713 | 0.05915 | 0.023268 | 0.013157 | 0.0030144 | 7.6814e-05
2A | 1500-1999 | 2010s | 1.2593e-07 | 0.000175 | 0.0032978 | 0.015016 | 0.034809 | 0.056133 | 0.073091 | 0.083159 | 0.17111 | 0.31749 | 0.14713 | 0.05915 | 0.023268 | 0.013157 | 0.0030144 | 0.001734
2B | 1500-1999 | 2010s | 9.5722e-05 | 0.0078178 | 0.047098 | 0.1019 | 0.13635 | 0.14203 | 0.12843 | 0.10674 | 0.1485 | 0.14248 | 0.029801 | 0.0065511 | 0.0015887 | 0.00054956 | 6.1378e-05 | 0.00023559
3A | 1500-1999 | 2010s | 3.6963e-06 | 0.0010482 | 0.011901 | 0.039359 | 0.072054 | 0.096237 | 0.10705 | 0.10634 | 0.18449 | 0.25651 | 0.08517 | 0.026639 | 0.0085822 | 0.0039565 | 0.00067011 | 0.0016619
3B | 1500-1999 | 2010s | 9.5722e-05 | 0.0078178 | 0.047098 | 0.1019 | 0.13635 | 0.14203 | 0.12843 | 0.10674 | 0.1485 | 0.14248 | 0.029801 | 0.0065511 | 0.0015887 | 0.00054956 | 6.1378e-05 | 0.00068203
3C | 1500-1999 | 2010s | 4.2956e-05 | 0.0045706 | 0.032693 | 0.079951 | 0.1173 | 0.13149 | 0.1264 | 0.11074 | 0.1644 | 0.17586 | 0.042293 | 0.01035 | 0.0027379 | 0.0010339 | 0.00013074 | 0.0001102
4A | 1500-1999 | 2010s | 1.2963e-06 | 0.00058704 | 0.0079343 | 0.02925 | 0.057949 | 0.082393 | 0.096551 | 0.10031 | 0.18409 | 0.28142 | 0.10451 | 0.035566 | 0.012254 | 0.0060478 | 0.0011322 | 0.0015409
4B | 1500-1999 | 2010s | 7.5074e-05 | 0.006573 | 0.041805 | 0.094212 | 0.13005 | 0.13888 | 0.12821 | 0.10847 | 0.15423 | 0.15348 | 0.033657 | 0.0076739 | 0.0019172 | 0.00068344 | 7.9563e-05 | 5.7588e-05
4C | 1500-1999 | 2010s | 3.537e-06 | 0.0010105 | 0.01159 | 0.038606 | 0.071047 | 0.095285 | 0.10636 | 0.10597 | 0.18456 | 0.25831 | 0.086463 | 0.02721 | 0.0088085 | 0.0040803 | 0.00069572 | 0.00028594
5A | 1500-1999 | 2010s | 2.2211e-05 | 0.0029763 | 0.024361 | 0.065366 | 0.10274 | 0.12163 | 0.12237 | 0.11149 | 0.17371 | 0.20156 | 0.053711 | 0.014221 | 0.0040098 | 0.0016154 | 0.00022456 | 0.0012076
5B | 1500-1999 | 2010s | 7.5074e-05 | 0.006573 | 0.041805 | 0.094212 | 0.13005 | 0.13888 | 0.12821 | 0.10847 | 0.15423 | 0.15348 | 0.033657 | 0.0076739 | 0.0019172 | 0.00068344 | 7.9563e-05 | 0.0004528
6A | 1500-1999 | 2010s | 6.8826e-05 | 0.0062106 | 0.040244 | 0.091884 | 0.12807 | 0.13782 | 0.12805 | 0.10893 | 0.15594 | 0.15696 | 0.034929 | 0.0080552 | 0.0020312 | 0.00073093 | 8.6252e-05 | 0.00036272
6B | 1500-1999 | 2010s | 5.8415e-05 | 0.0055284 | 0.037131 | 0.087055 | 0.12382 | 0.13542 | 0.12754 | 0.10977 | 0.15943 | 0.16437 | 0.037726 | 0.0089089 | 0.0022902 | 0.00084041 | 0.00010205 | 0.00011257
7A | 1500-1999 | 2010s | 6.8826e-05 | 0.0062106 | 0.040244 | 0.091884 | 0.12807 | 0.13782 | 0.12805 | 0.10893 | 0.15594 | 0.15696 | 0.034929 | 0.0080552 | 0.0020312 | 0.00073093 | 8.6252e-05 | 5.3374e-05
7B | 1500-1999 | 2010s | 5.8415e-05 | 0.0055284 | 0.037131 | 0.087055 | 0.12382 | 0.13542 | 0.12754 | 0.10977 | 0.15943 | 0.16437 | 0.037726 | 0.0089089 | 0.0022902 | 0.00084041 | 0.00010205 | 8.1996e-06
1A | 2000-2499 | 2010s | 5.3333e-07 | 0.00036787 | 0.0056925 | 0.022831 | 0.048107 | 0.071829 | 0.087675 | 0.094345 | 0.18094 | 0.29799 | 0.12062 | 0.043793 | 0.015883 | 0.0082594 | 0.0016698 | 4.7375e-05
2A | 2000-2499 | 2010s | 5.3333e-07 | 0.00036787 | 0.0056925 | 0.022831 | 0.048107 | 0.071829 | 0.087675 | 0.094345 | 0.18094 | 0.29799 | 0.12062 | 0.043793 | 0.015883 | 0.0082594 | 0.0016698 | 0.0012041
2B | 2000-2499 | 2010s | 0.00018765 | 0.012948 | 0.066553 | 0.12707 | 0.1544 | 0.14886 | 0.12621 | 0.099229 | 0.12901 | 0.11056 | 0.019915 | 0.0038941 | 0.00085696 | 0.00026836 | 2.6119e-05 | 0.00018065
3A | 2000-2499 | 2010s | 1.2478e-05 | 0.0020815 | 0.019027 | 0.054978 | 0.091286 | 0.11288 | 0.11776 | 0.11069 | 0.17927 | 0.22196 | 0.064077 | 0.018033 | 0.0053409 | 0.0022618 | 0.00033835 | 0.0011567
3B | 2000-2499 | 2010s | 0.00018765 | 0.012948 | 0.066553 | 0.12707 | 0.1544 | 0.14886 | 0.12621 | 0.099229 | 0.12901 | 0.11056 | 0.019915 | 0.0038941 | 0.00085696 | 0.00026836 | 2.6119e-05 | 0.00058673
3C | 2000-2499 | 2010s | 9.7196e-05 | 0.0079773 | 0.047868 | 0.10305 | 0.13728 | 0.14246 | 0.12842 | 0.10645 | 0.14762 | 0.14093 | 0.029295 | 0.0064097 | 0.0015483 | 0.00053343 | 5.9193e-05 | 8.7837e-05
4A | 2000-2499 | 2010s | 4.863e-06 | 0.0012038 | 0.013063 | 0.042072 | 0.07558 | 0.099462 | 0.10929 | 0.10743 | 0.18395 | 0.25021 | 0.08092 | 0.024808 | 0.0078635 | 0.0035649 | 0.00058859 | 0.0012516
4B | 2000-2499 | 2010s | 0.0001549 | 0.011068 | 0.059736 | 0.11877 | 0.14891 | 0.14721 | 0.12743 | 0.102 | 0.13552 | 0.1204 | 0.022754 | 0.0046197 | 0.0010488 | 0.00033904 | 3.4407e-05 | 3.5175e-05
4C | 2000-2499 | 2010s | 1.1859e-05 | 0.0020101 | 0.018565 | 0.054024 | 0.090172 | 0.11198 | 0.11723 | 0.11054 | 0.17971 | 0.22398 | 0.065171 | 0.018447 | 0.0054871 | 0.0023332 | 0.00035093 | 0.00026939
5A | 2000-2499 | 2010s | 5.6419e-05 | 0.0054149 | 0.036638 | 0.086323 | 0.1232 | 0.13509 | 0.12748 | 0.10991 | 0.15995 | 0.16546 | 0.038142 | 0.0090403 | 0.0023315 | 0.00085863 | 0.00010486 | 0.00098624
5B | 2000-2499 | 2010s | 0.0001549 | 0.011068 | 0.059736 | 0.11877 | 0.14891 | 0.14721 | 0.12743 | 0.102 | 0.13552 | 0.1204 | 0.022754 | 0.0046197 | 0.0010488 | 0.00033904 | 3.4407e-05 | 0.00032169
6A | 2000-2499 | 2010s | 0.00014337 | 0.010526 | 0.057756 | 0.11624 | 0.14713 | 0.14657 | 0.1277 | 0.10278 | 0.13749 | 0.12355 | 0.023708 | 0.0048725 | 0.0011177 | 0.00036527 | 3.7607e-05 | 0.00032375
6B | 2000-2499 | 2010s | 0.00012212 | 0.0094498 | 0.053712 | 0.11097 | 0.1433 | 0.14509 | 0.12813 | 0.10434 | 0.14159 | 0.13031 | 0.025808 | 0.0054369 | 0.0012731 | 0.00042491 | 4.5111e-05 | 1.8768e-05
7A | 2000-2499 | 2010s | 0.00014337 | 0.010526 | 0.057756 | 0.11624 | 0.14713 | 0.14657 | 0.1277 | 0.10278 | 0.13749 | 0.12355 | 0.023708 | 0.0048725 | 0.0011177 | 0.00036527 | 3.7607e-05 | 6.0451e-05
7B | 2000-2499 | 2010s | 0.00012212 | 0.0094498 | 0.053712 | 0.11097 | 0.1433 | 0.14509 | 0.12813 | 0.10434 | 0.14159 | 0.13031 | 0.025808 | 0.0054369 | 0.0012731 | 0.00042491 | 4.5111e-05 | 9.943e-07
1A | 2500-2999 | 2010s | 2.1444e-06 | 0.00076556 | 0.0095366 | 0.033468 | 0.064006 | 0.088511 | 0.10135 | 0.10323 | 0.18478 | 0.27083 | 0.09572 | 0.031383 | 0.010496 | 0.0050261 | 0.0008999 | 4.5891e-05
2A | 2500-2999 | 2010s | 2.1444e-06 | 0.00076556 | 0.0095366 | 0.033468 | 0.064006 | 0.088511 | 0.10135 | 0.10323 | 0.18478 | 0.27083 | 0.09572 | 0.031383 | 0.010496 | 0.0050261 | 0.0008999 | 0.00089249
2B | 2500-2999 | 2010s | 0.00032946 | 0.020435 | 0.090661 | 0.15297 | 0.16876 | 0.15061 | 0.11976 | 0.08912 | 0.10842 | 0.083211 | 0.012901 | 0.0022386 | 0.00044536 | 0.00012566 | 1.0774e-05 | 9.3766e-05
3A | 2500-2999 | 2010s | 3.3693e-05 | 0.0038688 | 0.029136 | 0.073926 | 0.11149 | 0.12773 | 0.12503 | 0.11127 | 0.16839 | 0.18608 | 0.046656 | 0.011794 | 0.0032036 | 0.0012428 | 0.00016345 | 0.00095662
3B | 2500-2999 | 2010s | 0.00032946 | 0.020435 | 0.090661 | 0.15297 | 0.16876 | 0.15061 | 0.11976 | 0.08912 | 0.10842 | 0.083211 | 0.012901 | 0.0022386 | 0.00044536 | 0.00012566 | 1.0774e-05 | 0.00037695
3C | 2500-2999 | 2010s | 0.00019069 | 0.013175 | 0.067365 | 0.12802 | 0.155 | 0.14902 | 0.12605 | 0.09891 | 0.12828 | 0.10946 | 0.019593 | 0.0038104 | 0.00083451 | 0.00025999 | 2.5111e-05 | 5.8883e-05
4A | 2500-2999 | 2010s | 1.4715e-05 | 0.0023361 | 0.020641 | 0.058213 | 0.094928 | 0.11573 | 0.11933 | 0.11106 | 0.17767 | 0.21551 | 0.060645 | 0.016731 | 0.0048742 | 0.002029 | 0.00029566 | 0.0010537
4B | 2500-2999 | 2010s | 0.00027278 | 0.017671 | 0.082321 | 0.14459 | 0.16457 | 0.1506 | 0.12226 | 0.092627 | 0.11514 | 0.091596 | 0.014918 | 0.0026934 | 0.00055438 | 0.0001621 | 1.4518e-05 | 2.0165e-05
4C | 2500-2999 | 2010s | 3.2289e-05 | 0.0037479 | 0.028484 | 0.072773 | 0.11034 | 0.12696 | 0.12473 | 0.11134 | 0.16914 | 0.18809 | 0.047528 | 0.012085 | 0.0032987 | 0.0012862 | 0.00017053 | 0.00019173
5A | 2500-2999 | 2010s | 0.00012183 | 0.0092804 | 0.052939 | 0.10991 | 0.14252 | 0.14477 | 0.1282 | 0.10464 | 0.1424 | 0.13166 | 0.026224 | 0.0055462 | 0.0013022 | 0.00043558 | 4.6293e-05 | 0.00081324
5B | 2500-2999 | 2010s | 0.00027278 | 0.017671 | 0.082321 | 0.14459 | 0.16457 | 0.1506 | 0.12226 | 0.092627 | 0.11514 | 0.091596 | 0.014918 | 0.0026934 | 0.00055438 | 0.0001621 | 1.4518e-05 | 0.0001844
6A | 2500-2999 | 2010s | 0.00026442 | 0.016957 | 0.079847 | 0.14191 | 0.16312 | 0.15047 | 0.12298 | 0.093696 | 0.11726 | 0.094304 | 0.01558 | 0.0028432 | 0.00059025 | 0.00017401 | 1.5663e-05 | 0.000358
6B | 2500-2999 | 2010s | 0.00023214 | 0.01534 | 0.074702 | 0.1364 | 0.16007 | 0.1501 | 0.12434 | 0.095837 | 0.12163 | 0.10014 | 0.01709 | 0.0032023 | 0.00068005 | 0.00020533 | 1.91e-05 | 3.0274e-05
7A | 2500-2999 | 2010s | 0.00026442 | 0.016957 | 0.079847 | 0.14191 | 0.16312 | 0.15047 | 0.12298 | 0.093696 | 0.11726 | 0.094304 | 0.01558 | 0.0028432 | 0.00059025 | 0.00017401 | 1.5663e-05 | 5.1938e-05
7B | 2500-2999 | 2010s | 0.00023214 | 0.01534 | 0.074702 | 0.1364 | 0.16007 | 0.1501 | 0.12434 | 0.095837 | 0.12163 | 0.10014 | 0.01709 | 0.0032023 | 0.00068005 | 0.00020533 | 1.91e-05 | 2.2151e-06
1A | 3000-3999 | 2010s | 9.8556e-06 | 0.0018097 | 0.017275 | 0.051336 | 0.087013 | 0.10938 | 0.11568 | 0.11004 | 0.18086 | 0.22963 | 0.068364 | 0.019699 | 0.0059465 | 0.0025678 | 0.00039556 | 3.0887e-05
2A | 3000-3999 | 2010s | 9.8556e-06 | 0.0018097 | 0.017275 | 0.051336 | 0.087013 | 0.10938 | 0.11568 | 0.11004 | 0.18086 | 0.22963 | 0.068364 | 0.019699 | 0.0059465 | 0.0025678 | 0.00039556 | 0.0013092
2B | 3000-3999 | 2010s | 0.00057549 | 0.034129 | 0.12744 | 0.1841 | 0.17973 | 0.14551 | 0.10676 | 0.07418 | 0.08317 | 0.05587 | 0.0072106 | 0.0010823 | 0.00019052 | 4.7389e-05 | 3.8444e-06 | 0.00020281
3A | 3000-3999 | 2010s | 9.6748e-05 | 0.0078309 | 0.04707 | 0.1018 | 0.13625 | 0.14196 | 0.12841 | 0.10675 | 0.14856 | 0.14263 | 0.029859 | 0.0065697 | 0.0015946 | 0.00055218 | 6.1733e-05 | 0.0012729
3B | 3000-3999 | 2010s | 0.00057549 | 0.034129 | 0.12744 | 0.1841 | 0.17973 | 0.14551 | 0.10676 | 0.07418 | 0.08317 | 0.05587 | 0.0072106 | 0.0010823 | 0.00019052 | 4.7389e-05 | 3.8444e-06 | 0.00044868
3C | 3000-3999 | 2010s | 0.00037677 | 0.023078 | 0.098413 | 0.16029 | 0.17198 | 0.15012 | 0.1172 | 0.08587 | 0.10255 | 0.076372 | 0.011369 | 0.0019114 | 0.00037039 | 0.00010175 | 8.5407e-06 | 6.432e-05
4A | 3000-3999 | 2010s | 4.9356e-05 | 0.0049713 | 0.034587 | 0.083036 | 0.12017 | 0.13325 | 0.12693 | 0.11034 | 0.16223 | 0.17081 | 0.040291 | 0.0097227 | 0.0025446 | 0.0009512 | 0.00011872 | 0.0011565
4B | 3000-3999 | 2010s | 0.00050455 | 0.030042 | 0.11718 | 0.17628 | 0.1777 | 0.14759 | 0.11058 | 0.078224 | 0.089579 | 0.062275 | 0.0084274 | 0.0013131 | 0.00023856 | 6.1296e-05 | 4.9667e-06 | 4.0427e-05
4C | 3000-3999 | 2010s | 9.0948e-05 | 0.0075754 | 0.046122 | 0.1005 | 0.13521 | 0.14145 | 0.12838 | 0.10705 | 0.14954 | 0.14451 | 0.030521 | 0.0067611 | 0.0016499 | 0.00057436 | 6.4633e-05 | 0.00018789
5A | 3000-3999 | 2010s | 0.00025801 | 0.016858 | 0.079688 | 0.14176 | 0.16302 | 0.15042 | 0.12298 | 0.093738 | 0.11739 | 0.094555 | 0.015667 | 0.002868 | 0.00059727 | 0.00017675 | 1.6026e-05 | 0.00074486
5B | 3000-3999 | 2010s | 0.00050455 | 0.030042 | 0.11718 | 0.17628 | 0.1777 | 0.14759 | 0.11058 | 0.078224 | 0.089579 | 0.062275 | 0.0084274 | 0.0013131 | 0.00023856 | 6.1296e-05 | 4.9667e-06 | 0.0004095
6A | 3000-3999 | 2010s | 0.00048059 | 0.028828 | 0.1141 | 0.17381 | 0.17695 | 0.14813 | 0.11171 | 0.079466 | 0.091604 | 0.064369 | 0.0088413 | 0.0013942 | 0.00025593 | 6.6481e-05 | 5.3815e-06 | 0.00025663
6B | 3000-3999 | 2010s | 0.00043892 | 0.026451 | 0.10774 | 0.1685 | 0.17514 | 0.14907 | 0.11399 | 0.082045 | 0.095917 | 0.068967 | 0.0097763 | 0.0015802 | 0.00029613 | 7.8582e-05 | 6.4593e-06 | 8.663e-05
7A | 3000-3999 | 2010s | 0.00048059 | 0.028828 | 0.1141 | 0.17381 | 0.17695 | 0.14813 | 0.11171 | 0.079466 | 0.091604 | 0.064369 | 0.0088413 | 0.0013942 | 0.00025593 | 6.6481e-05 | 5.3815e-06 | 4.7416e-05
7B | 3000-3999 | 2010s | 0.00043892 | 0.026451 | 0.10774 | 0.1685 | 0.17514 | 0.14907 | 0.11399 | 0.082045 | 0.095917 | 0.068967 | 0.0097763 | 0.0015802 | 0.00029613 | 7.8582e-05 | 6.4593e-06 | 6.4733e-06
1A | 4000+ | 2010s | 0.0057893 | 0.15588 | 0.28848 | 0.23204 | 0.14262 | 0.07975 | 0.043225 | 0.023316 | 0.019634 | 0.008561 | 0.00063687 | 6.6167e-05 | 8.8667e-06 | 1.7e-06 | 7.6667e-07 | 1.8381e-05
2A | 4000+ | 2010s | 0.0057893 | 0.15588 | 0.28848 | 0.23204 | 0.14262 | 0.07975 | 0.043225 | 0.023316 | 0.019634 | 0.008561 | 0.00063687 | 6.6167e-05 | 8.8667e-06 | 1.7e-06 | 7.6667e-07 | 0.00065984
2B | 4000+ | 2010s | 0.085284 | 0.44603 | 0.2934 | 0.11435 | 0.039577 | 0.013601 | 0.0048137 | 0.0017754 | 0.00095943 | 0.00020357 | 4.8556e-06 | 1.7778e-07 | 0 | 0 | 5.5556e-07 | 8.5244e-05
3A | 4000+ | 2010s | 0.023086 | 0.27445 | 0.33233 | 0.19605 | 0.093908 | 0.042721 | 0.019481 | 0.0090814 | 0.0065112 | 0.0022459 | 0.00012504 | 1.0989e-05 | 1.3e-06 | 2.2222e-07 | 6.4444e-07 | 0.00062763
3B | 4000+ | 2010s | 0.085284 | 0.44603 | 0.2934 | 0.11435 | 0.039577 | 0.013601 | 0.0048137 | 0.0017754 | 0.00095943 | 0.00020357 | 4.8556e-06 | 1.7778e-07 | 0 | 0 | 5.5556e-07 | 8.8818e-05
3C | 4000+ | 2010s | 0.061057 | 0.39795 | 0.31608 | 0.13948 | 0.053007 | 0.019734 | 0.0075156 | 0.0029719 | 0.0017514 | 0.00043493 | 1.4167e-05 | 7.8889e-07 | 5.5556e-08 | 0 | 6.2222e-07 | 3.6328e-06
4A | 4000+ | 2010s | 0.015082 | 0.23203 | 0.3243 | 0.21199 | 0.11033 | 0.053828 | 0.026054 | 0.012784 | 0.0097063 | 0.0036468 | 0.00022692 | 2.1344e-05 | 2.6556e-06 | 4.8889e-07 | 7.4444e-07 | 0.00055102
4B | 4000+ | 2010s | 0.076523 | 0.43047 | 0.30197 | 0.12265 | 0.043769 | 0.015444 | 0.0056026 | 0.0021166 | 0.0011794 | 0.00026511 | 7.1556e-06 | 3.1111e-07 | 1.1111e-08 | 0 | 5.6667e-07 | 1.3292e-05
4C | 4000+ | 2010s | 0.022395 | 0.27177 | 0.33182 | 0.1971 | 0.095013 | 0.043468 | 0.019918 | 0.0093232 | 0.0067139 | 0.0023296 | 0.00013047 | 1.1478e-05 | 1.3556e-06 | 2.3333e-07 | 7.3333e-07 | 1.1933e-05
5A | 4000+ | 2010s | 0.046356 | 0.36011 | 0.32694 | 0.15812 | 0.064628 | 0.025645 | 0.010356 | 0.0043258 | 0.0027257 | 0.00076096 | 3.0511e-05 | 2.0667e-06 | 1.8889e-07 | 2.2222e-08 | 6.3333e-07 | 0.00044448
5B | 4000+ | 2010s | 0.076523 | 0.43047 | 0.30197 | 0.12265 | 0.043769 | 0.015444 | 0.0056026 | 0.0021166 | 0.0011794 | 0.00026511 | 7.1556e-06 | 3.1111e-07 | 1.1111e-08 | 0 | 5.6667e-07 | 0.0001276
6A | 4000+ | 2010s | 0.074051 | 0.42519 | 0.30448 | 0.12535 | 0.045184 | 0.016081 | 0.0058794 | 0.0022376 | 0.001258 | 0.00028736 | 7.9778e-06 | 3.6667e-07 | 2.2222e-08 | 0 | 5.8889e-07 | 0.00014734
6B | 4000+ | 2010s | 0.068649 | 0.41466 | 0.3093 | 0.1309 | 0.048205 | 0.017477 | 0.0064997 | 0.002514 | 0.0014421 | 0.00034148 | 1.0178e-05 | 5e-07 | 3.3333e-08 | 0 | 5.5556e-07 | 3.6775e-06
7A | 4000+ | 2010s | 0.074051 | 0.42519 | 0.30448 | 0.12535 | 0.045184 | 0.016081 | 0.0058794 | 0.0022376 | 0.001258 | 0.00028736 | 7.9778e-06 | 3.6667e-07 | 2.2222e-08 | 0 | 5.8889e-07 | 2.808e-05
7B | 4000+ | 2010s | 0.068649 | 0.41466 | 0.3093 | 0.1309 | 0.048205 | 0.017477 | 0.0064997 | 0.002514 | 0.0014421 | 0.00034148 | 1.0178e-05 | 5e-07 | 3.3333e-08 | 0 | 5.5556e-07 | 1.7001e-07
1A | 500-749 | 2010s | 0 | 3.4181e-05 | 0.00092409 | 0.0054446 | 0.01544 | 0.029356 | 0.043914 | 0.05632 | 0.135 | 0.32496 | 0.20038 | 0.10004 | 0.046805 | 0.031763 | 0.009626 | 4.8446e-05
2A | 500-749 | 2010s | 0 | 3.4181e-05 | 0.00092409 | 0.0054446 | 0.01544 | 0.029356 | 0.043914 | 0.05632 | 0.135 | 0.32496 | 0.20038 | 0.10004 | 0.046805 | 0.031763 | 0.009626 | 0.00056496
2B | 500-749 | 2010s | 1.3111e-05 | 0.0021858 | 0.019751 | 0.056478 | 0.092992 | 0.11422 | 0.1185 | 0.11086 | 0.17853 | 0.21898 | 0.062485 | 0.017423 | 0.0051199 | 0.00215 | 0.00031741 | 5.4642e-05
3A | 500-749 | 2010s | 1.7778e-07 | 0.00021496 | 0.0038642 | 0.017017 | 0.038415 | 0.060596 | 0.07743 | 0.086663 | 0.17464 | 0.31271 | 0.13922 | 0.054317 | 0.020863 | 0.01151 | 0.002542 | 0.00055924
3B | 500-749 | 2010s | 1.3111e-05 | 0.0021858 | 0.019751 | 0.056478 | 0.092992 | 0.11422 | 0.1185 | 0.11086 | 0.17853 | 0.21898 | 0.062485 | 0.017423 | 0.0051199 | 0.00215 | 0.00031741 | 0.00043281
3C | 500-749 | 2010s | 4.5222e-06 | 0.0011562 | 0.012692 | 0.041188 | 0.074428 | 0.098416 | 0.10857 | 0.10709 | 0.18416 | 0.25225 | 0.082269 | 0.025384 | 0.0080889 | 0.0036878 | 0.00061433 | 0.00014547
4A | 500-749 | 2010s | 5.1852e-08 | 0.00011832 | 0.0024559 | 0.011934 | 0.029066 | 0.048774 | 0.065662 | 0.076882 | 0.16405 | 0.32376 | 0.16074 | 0.068087 | 0.027928 | 0.016499 | 0.0040419 | 0.0006413
4B | 500-749 | 2010s | 9.1852e-06 | 0.0017682 | 0.017071 | 0.050952 | 0.086573 | 0.10902 | 0.11547 | 0.10998 | 0.18106 | 0.23047 | 0.0688 | 0.019852 | 0.0059963 | 0.0025894 | 0.00039841 | 1.7929e-05
4C | 500-749 | 2010s | 1.6667e-07 | 0.00020816 | 0.0037607 | 0.016641 | 0.037733 | 0.059754 | 0.076618 | 0.086015 | 0.174 | 0.31364 | 0.14068 | 0.055199 | 0.021302 | 0.011812 | 0.0026308 | 0.00025299
5A | 500-749 | 2010s | 1.6556e-06 | 0.00068836 | 0.0089124 | 0.031893 | 0.061786 | 0.086296 | 0.099636 | 0.10221 | 0.18462 | 0.27479 | 0.098877 | 0.032847 | 0.011098 | 0.0053672 | 0.00097439 | 0.00039761
5B | 500-749 | 2010s | 9.1852e-06 | 0.0017682 | 0.017071 | 0.050952 | 0.086573 | 0.10902 | 0.11547 | 0.10998 | 0.18106 | 0.23047 | 0.0688 | 0.019852 | 0.0059963 | 0.0025894 | 0.00039841 | 0.00015642
6A | 500-749 | 2010s | 8.4074e-06 | 0.0016557 | 0.016293 | 0.049304 | 0.084618 | 0.10739 | 0.11447 | 0.10963 | 0.1817 | 0.23395 | 0.070841 | 0.020668 | 0.0062991 | 0.002745 | 0.00042789 | 0.00010471
6B | 500-749 | 2010s | 6.5889e-06 | 0.0014384 | 0.014776 | 0.045969 | 0.080523 | 0.10387 | 0.11223 | 0.10874 | 0.18287 | 0.2413 | 0.07526 | 0.022458 | 0.0069695 | 0.0030937 | 0.0004956 | 2.3057e-05
7A | 500-749 | 2010s | 8.4074e-06 | 0.0016557 | 0.016293 | 0.049304 | 0.084618 | 0.10739 | 0.11447 | 0.10963 | 0.1817 | 0.23395 | 0.070841 | 0.020668 | 0.0062991 | 0.002745 | 0.00042789 | 2.3478e-05
7B | 500-749 | 2010s | 6.5889e-06 | 0.0014384 | 0.014776 | 0.045969 | 0.080523 | 0.10387 | 0.11223 | 0.10874 | 0.18287 | 0.2413 | 0.07526 | 0.022458 | 0.0069695 | 0.0030937 | 0.0004956 | 1.1476e-06
1A | 750-999 | 2010s | 1.1111e-08 | 5.053e-05 | 0.0012629 | 0.0070152 | 0.018981 | 0.034717 | 0.050263 | 0.062665 | 0.14486 | 0.32771 | 0.18897 | 0.089654 | 0.040267 | 0.026168 | 0.0074161 | 0.00010968
2A | 750-999 | 2010s | 1.1111e-08 | 5.053e-05 | 0.0012629 | 0.0070152 | 0.018981 | 0.034717 | 0.050263 | 0.062665 | 0.14486 | 0.32771 | 0.18897 | 0.089654 | 0.040267 | 0.026168 | 0.0074161 | 0.00095496
2B | 750-999 | 2010s | 2.2818e-05 | 0.0030252 | 0.024633 | 0.06587 | 0.10327 | 0.12201 | 0.12254 | 0.11149 | 0.1734 | 0.20063 | 0.053271 | 0.014066 | 0.003957 | 0.0015904 | 0.00022026 | 0.00011381
3A | 750-999 | 2010s | 4.1482e-07 | 0.00031911 | 0.0051255 | 0.021071 | 0.045245 | 0.068598 | 0.084814 | 0.092282 | 0.17946 | 0.30255 | 0.12579 | 0.046604 | 0.017178 | 0.0090832 | 0.0018825 | 0.0011471
3B | 750-999 | 2010s | 2.2818e-05 | 0.0030252 | 0.024633 | 0.06587 | 0.10327 | 0.12201 | 0.12254 | 0.11149 | 0.1734 | 0.20063 | 0.053271 | 0.014066 | 0.003957 | 0.0015904 | 0.00022026 | 0.00048263
3C | 750-999 | 2010s | 8.1407e-06 | 0.0016301 | 0.01611 | 0.048881 | 0.084088 | 0.10694 | 0.1142 | 0.10953 | 0.18189 | 0.23491 | 0.071361 | 0.020866 | 0.0063704 | 0.0027813 | 0.00043502 | 0.00013811
4A | 750-999 | 2010s | 1.2593e-07 | 0.00017269 | 0.0032772 | 0.014961 | 0.034723 | 0.056028 | 0.072985 | 0.083069 | 0.17101 | 0.31758 | 0.14733 | 0.059287 | 0.023338 | 0.013205 | 0.0030286 | 0.0015156
4B | 750-999 | 2010s | 1.6737e-05 | 0.0024847 | 0.021457 | 0.059778 | 0.096674 | 0.1171 | 0.12008 | 0.11123 | 0.17686 | 0.21233 | 0.058996 | 0.016124 | 0.0046638 | 0.0019281 | 0.00027836 | 3.8651e-05
4C | 750-999 | 2010s | 3.5556e-07 | 0.000304 | 0.0049762 | 0.020619 | 0.044493 | 0.067718 | 0.084004 | 0.091671 | 0.17895 | 0.30374 | 0.12727 | 0.047424 | 0.017559 | 0.0093256 | 0.0019451 | 0.00025894
5A | 750-999 | 2010s | 3.3815e-06 | 0.00099767 | 0.011496 | 0.038365 | 0.070707 | 0.094955 | 0.10612 | 0.10585 | 0.18459 | 0.25895 | 0.08689 | 0.027386 | 0.0088744 | 0.004114 | 0.00070187 | 0.00090257
5B | 750-999 | 2010s | 1.6737e-05 | 0.0024847 | 0.021457 | 0.059778 | 0.096674 | 0.1171 | 0.12008 | 0.11123 | 0.17686 | 0.21233 | 0.058996 | 0.016124 | 0.0046638 | 0.0019281 | 0.00027836 | 0.00030591
6A | 750-999 | 2010s | 1.4996e-05 | 0.0023243 | 0.020524 | 0.05797 | 0.094664 | 0.11554 | 0.11923 | 0.11105 | 0.1778 | 0.21595 | 0.060869 | 0.016814 | 0.0049041 | 0.002044 | 0.00029852 | 0.00032462
6B | 750-999 | 2010s | 1.2204e-05 | 0.0020288 | 0.01867 | 0.054242 | 0.090434 | 0.11219 | 0.11736 | 0.11058 | 0.17961 | 0.22349 | 0.064908 | 0.018348 | 0.0054527 | 0.0023169 | 0.00034822 | 0.00012066
7A | 750-999 | 2010s | 1.4996e-05 | 0.0023243 | 0.020524 | 0.05797 | 0.094664 | 0.11554 | 0.11923 | 0.11105 | 0.1778 | 0.21595 | 0.060869 | 0.016814 | 0.0049041 | 0.002044 | 0.00029852 | 7.0437e-05
7B | 750-999 | 2010s | 1.2204e-05 | 0.0020288 | 0.01867 | 0.054242 | 0.090434 | 0.11219 | 0.11736 | 0.11058 | 0.17961 | 0.22349 | 0.064908 | 0.018348 | 0.0054527 | 0.0023169 | 0.00034822 | 7.9903e-06
1A | 0-499 | <1940 | 0 | 0 | 3.8148e-07 | 7.6926e-06 | 5.4167e-05 | 0.00021698 | 0.00060849 | 0.0013406 | 0.0065626 | 0.055023 | 0.11463 | 0.14622 | 0.14601 | 0.23055 | 0.29879 | 2.6884e-05
2A | 0-499 | <1940 | 0 | 0 | 3.8148e-07 | 7.6926e-06 | 5.4167e-05 | 0.00021698 | 0.00060849 | 0.0013406 | 0.0065626 | 0.055023 | 0.11463 | 0.14622 | 0.14601 | 0.23055 | 0.29879 | 0.0001225
2B | 0-499 | <1940 | 0 | 1.4185e-06 | 6.4278e-05 | 0.00057613 | 0.0023233 | 0.0059381 | 0.011431 | 0.018237 | 0.058069 | 0.2284 | 0.23364 | 0.17185 | 0.10991 | 0.10475 | 0.054812 | 1.4512e-05
3A | 0-499 | <1940 | 0 | 3.3333e-08 | 4.2185e-06 | 5.7133e-05 | 0.00031546 | 0.0010409 | 0.0024817 | 0.0047567 | 0.019302 | 0.11604 | 0.17842 | 0.17978 | 0.14832 | 0.1881 | 0.16139 | 0.00013796
3B | 0-499 | <1940 | 0 | 1.4185e-06 | 6.4278e-05 | 0.00057613 | 0.0023233 | 0.0059381 | 0.011431 | 0.018237 | 0.058069 | 0.2284 | 0.23364 | 0.17185 | 0.10991 | 0.10475 | 0.054812 | 0.00053445
3C | 0-499 | <1940 | 0 | 5.4074e-07 | 3.0085e-05 | 0.00030337 | 0.0013412 | 0.0036944 | 0.0075726 | 0.01275 | 0.043576 | 0.1939 | 0.22393 | 0.18086 | 0.12476 | 0.12933 | 0.077941 | 0.00025566
4A | 0-499 | <1940 | 0 | 1.1111e-08 | 1.9704e-06 | 3.0074e-05 | 0.0001802 | 0.00063443 | 0.0015962 | 0.0032034 | 0.013823 | 0.092651 | 0.1576 | 0.17176 | 0.15101 | 0.20589 | 0.20162 | 0.002041
4B | 0-499 | <1940 | 0 | 1.0259e-06 | 4.9722e-05 | 0.00046496 | 0.0019363 | 0.0050783 | 0.0099869 | 0.016227 | 0.052912 | 0.21689 | 0.23111 | 0.17544 | 0.11511 | 0.11286 | 0.061924 | 7.9659e-06
4C | 0-499 | <1940 | 0 | 2.963e-08 | 3.9963e-06 | 5.4707e-05 | 0.00030412 | 0.001008 | 0.0024118 | 0.0046359 | 0.018884 | 0.11433 | 0.177 | 0.17934 | 0.14863 | 0.18944 | 0.16395 | 0.00015162
5A | 0-499 | <1940 | 0 | 2.5185e-07 | 1.6718e-05 | 0.00018414 | 0.00087183 | 0.0025395 | 0.0054552 | 0.0095624 | 0.034465 | 0.16831 | 0.21263 | 0.18406 | 0.13428 | 0.14819 | 0.099441 | 0.0020425
5B | 0-499 | <1940 | 0 | 1.0259e-06 | 4.9722e-05 | 0.00046496 | 0.0019363 | 0.0050783 | 0.0099869 | 0.016227 | 0.052912 | 0.21689 | 0.23111 | 0.17544 | 0.11511 | 0.11286 | 0.061924 | 0.00011284
6A | 0-499 | <1940 | 0 | 9.4815e-07 | 4.6563e-05 | 0.00043737 | 0.0018328 | 0.0048371 | 0.0095688 | 0.015631 | 0.051345 | 0.21325 | 0.2302 | 0.17648 | 0.1167 | 0.11542 | 0.064251 | 0.00050218
6B | 0-499 | <1940 | 0 | 7.5926e-07 | 3.8989e-05 | 0.0003782 | 0.0016211 | 0.0043536 | 0.0087354 | 0.014441 | 0.048181 | 0.2056 | 0.22795 | 0.17841 | 0.11998 | 0.12089 | 0.069423 | 2.7999e-05
7A | 0-499 | <1940 | 0 | 9.4815e-07 | 4.6563e-05 | 0.00043737 | 0.0018328 | 0.0048371 | 0.0095688 | 0.015631 | 0.051345 | 0.21325 | 0.2302 | 0.17648 | 0 | 0 | 0 | 4.5482e-05 | 12.9602 | 12 | 11.9406 | 0.08 | 7
7B | 0-499 | <1940 | 0 | 7.5926e-07 | 3.8989e-05 | 0.0003782 | 0.0016211 | 0.0043536 | 0.0087354 | 0.014441 | 0.048181 | 0.2056 | 0.22795 | 0.17841 | 0.11998 | 0.12089 | 0.069423 | 1.5223e-06
1A | 1000-1499 | <1940 | 0 | 1.4815e-08 | 2.2926e-06 | 3.387e-05 | 0.0001995 | 0.00069371 | 0.0017283 | 0.0034404 | 0.014687 | 0.096579 | 0.16138 | 0.17345 | 0.15078 | 0.20295 | 0.19408 | 8.9638e-05
2A | 1000-1499 | <1940 | 0 | 1.4815e-08 | 2.2926e-06 | 3.387e-05 | 0.0001995 | 0.00069371 | 0.0017283 | 0.0034404 | 0.014687 | 0.096579 | 0.16138 | 0.17345 | 0.15078 | 0.20295 | 0.19408 | 0.00108
2B | 1000-1499 | <1940 | 0 | 6.5296e-06 | 0.00023038 | 0.0017063 | 0.0058669 | 0.013115 | 0.02252 | 0.032543 | 0.091015 | 0.28563 | 0.23258 | 0.14358 | 0.079716 | 0.065065 | 0.026431 | 8.5588e-05
3A | 1000-1499 | <1940 | 0 | 3.2222e-07 | 2.0207e-05 | 0.00021532 | 0.00099584 | 0.0028487 | 0.0060295 | 0.010438 | 0.037018 | 0.1758 | 0.21628 | 0.18344 | 0.13164 | 0.14262 | 0.092658 | 0.0019243
3B | 1000-1499 | <1940 | 0 | 6.5296e-06 | 0.00023038 | 0.0017063 | 0.0058669 | 0.013115 | 0.02252 | 0.032543 | 0.091015 | 0.28563 | 0.23258 | 0.14358 | 0.079716 | 0.065065 | 0.026431 | 0.0015795
3C | 1000-1499 | <1940 | 0 | 2.9518e-06 | 0.00011793 | 0.00096639 | 0.0036182 | 0.00869 | 0.015865 | 0.024176 | 0.072478 | 0.25662 | 0.2363 | 0.1603 | 0.096048 | 0.0852 | 0.039616 | 0.00079531
4A | 1000-1499 | <1940 | 0 | 1.2222e-07 | 9.8741e-06 | 0.0001183 | 0.00059572 | 0.0018222 | 0.0040756 | 0.0073938 | 0.027883 | 0.14737 | 0.20077 | 0.18424 | 0.14092 | 0.16403 | 0.12077 | 0.0096629
4B | 1000-1499 | <1940 | 0 | 5.0444e-06 | 0.00018541 | 0.0014181 | 0.005011 | 0.011466 | 0.02009 | 0.029546 | 0.084572 | 0.27639 | 0.23466 | 0.14956 | 0.085203 | 0.071511 | 0.03038 | 0.00013797
4C | 1000-1499 | <1940 | 0 | 3e-07 | 1.9156e-05 | 0.00020633 | 0.00096097 | 0.0027633 | 0.0058731 | 0.010202 | 0.036339 | 0.17384 | 0.21535 | 0.18361 | 0.13233 | 0.14407 | 0.094437 | 0.00076862
5A | 1000-1499 | <1940 | 0 | 1.563e-06 | 6.9611e-05 | 0.00061759 | 0.002468 | 0.0062581 | 0.011963 | 0.01897 | 0.059913 | 0.2323 | 0.23429 | 0.17048 | 0.10809 | 0.10203 | 0.05255 | 0.014716
5B | 1000-1499 | <1940 | 0 | 5.0444e-06 | 0.00018541 | 0.0014181 | 0.005011 | 0.011466 | 0.02009 | 0.029546 | 0.084572 | 0.27639 | 0.23466 | 0.14956 | 0.085203 | 0.071511 | 0.03038 | 0.00081588
6A | 1000-1499 | <1940 | 0 | 4.5407e-06 | 0.00017127 | 0.0013312 | 0.0047577 | 0.010981 | 0.019372 | 0.028656 | 0.082626 | 0.27343 | 0.23511 | 0.15134 | 0.086911 | 0.073591 | 0.031718 | 0.0032207
6B | 1000-1499 | <1940 | 0 | 3.9963e-06 | 0.00015028 | 0.0011818 | 0.0042849 | 0.010029 | 0.01792 | 0.026813 | 0.078504 | 0.26689 | 0.23588 | 0.15505 | 0.090545 | 0.07808 | 0.034664 | 0.00034697
7A | 1000-1499 | <1940 | 0 | 4.5407e-06 | 0.00017127 | 0.0013312 | 0.0047577 | 0.010981 | 0.019372 | 0.028656 | 0.082626 | 0.27343 | 0.23511 | 0.15134 | 0.086911 | 0.073591 | 0.031718 | 0.00035292
7B | 1000-1499 | <1940 | 0 | 3.9963e-06 | 0.00015028 | 0.0011818 | 0.0042849 | 0.010029 | 0.01792 | 0.026813 | 0.078504 | 0.26689 | 0.23588 | 0.15505 | 0.090545 | 0.07808 | 0.034664 | 3.1249e-05
1A | 1500-1999 | <1940 | 0 | 5.1852e-08 | 5.7259e-06 | 7.35e-05 | 0.00039169 | 0.0012575 | 0.0029324 | 0.0055167 | 0.021845 | 0.12588 | 0.18608 | 0.18188 | 0.14639 | 0.1805 | 0.14725 | 5.0331e-05
2A | 1500-1999 | <1940 | 0 | 5.1852e-08 | 5.7259e-06 | 7.35e-05 | 0.00039169 | 0.0012575 | 0.0029324 | 0.0055167 | 0.021845 | 0.12588 | 0.18608 | 0.18188 | 0.14639 | 0.1805 | 0.14725 | 0.00064476
2B | 1500-1999 | <1940 | 0 | 1.4422e-05 | 0.00044771 | 0.0029772 | 0.0093562 | 0.019399 | 0.031251 | 0.042736 | 0.11129 | 0.30885 | 0.22143 | 0.12401 | 0.063644 | 0.047696 | 0.016897 | 4.8267e-05
3A | 1500-1999 | <1940 | 0 | 8.7778e-07 | 4.4318e-05 | 0.00042142 | 0.0017787 | 0.0047173 | 0.0093659 | 0.015344 | 0.050588 | 0.21143 | 0.22967 | 0.17695 | 0.11749 | 0.11673 | 0.065475 | 0.001196
3B | 1500-1999 | <1940 | 0 | 1.4422e-05 | 0.00044771 | 0.0029772 | 0.0093562 | 0.019399 | 0.031251 | 0.042736 | 0.11129 | 0.30885 | 0.22143 | 0.12401 | 0.063644 | 0.047696 | 0.016897 | 0.0010463
3C | 1500-1999 | <1940 | 0 | 6.7222e-06 | 0.00023622 | 0.0017411 | 0.0059618 | 0.013283 | 0.022752 | 0.032812 | 0.091553 | 0.28631 | 0.23237 | 0.14308 | 0.079263 | 0.064527 | 0.026095 | 0.00052231
4A | 1500-1999 | <1940 | 0 | 3.9259e-07 | 2.3263e-05 | 0.00024261 | 0.0011042 | 0.0031177 | 0.0065269 | 0.011193 | 0.039196 | 0.18202 | 0.2191 | 0.18271 | 0.12934 | 0.13802 | 0.087403 | 0.0054407
4B | 1500-1999 | <1940 | 0 | 1.1119e-05 | 0.00036112 | 0.0024899 | 0.0080607 | 0.01713 | 0.028178 | 0.039235 | 0.10458 | 0.30209 | 0.22584 | 0.1306 | 0.068782 | 0.053009 | 0.019635 | 8.8335e-05
4C | 1500-1999 | <1940 | 0 | 8.4444e-07 | 4.2604e-05 | 0.0004064 | 0.0017227 | 0.0045876 | 0.0091419 | 0.015025 | 0.049748 | 0.20943 | 0.22909 | 0.17745 | 0.11834 | 0.11815 | 0.066856 | 0.000637
5A | 1500-1999 | <1940 | 0 | 3.7481e-06 | 0.00014381 | 0.0011412 | 0.0041651 | 0.0097969 | 0.017575 | 0.026382 | 0.077554 | 0.26538 | 0.23603 | 0.15588 | 0.09139 | 0.079157 | 0.035401 | 0.0095198
5B | 1500-1999 | <1940 | 0 | 1.1119e-05 | 0.00036112 | 0.0024899 | 0.0080607 | 0.01713 | 0.028178 | 0.039235 | 0.10458 | 0.30209 | 0.22584 | 0.1306 | 0.068782 | 0.053009 | 0.019635 | 0.00057192
6A | 1500-1999 | <1940 | 0 | 1.0515e-05 | 0.00034031 | 0.0023606 | 0.0076992 | 0.016477 | 0.027273 | 0.038183 | 0.1025 | 0.2998 | 0.22705 | 0.13261 | 0.070403 | 0.054731 | 0.020554 | 0.0026399
6B | 1500-1999 | <1940 | 0 | 8.9185e-06 | 0.00029609 | 0.0020976 | 0.0069671 | 0.015145 | 0.025409 | 0.035995 | 0.098129 | 0.29475 | 0.22943 | 0.13681 | 0.073865 | 0.05848 | 0.022622 | 0.00020891
7A | 1500-1999 | <1940 | 0 | 1.0515e-05 | 0.00034031 | 0.0023606 | 0.0076992 | 0.016477 | 0.027273 | 0.038183 | 0.1025 | 0.2998 | 0.22705 | 0.13261 | 0.070403 | 0.054731 | 0.020554 | 0.00033868
7B | 1500-1999 | <1940 | 0 | 8.9185e-06 | 0.00029609 | 0.0020976 | 0.0069671 | 0.015145 | 0.025409 | 0.035995 | 0.098129 | 0.29475 | 0.22943 | 0.13681 | 0.073865 | 0.05848 | 0.022622 | 1.8244e-05
1A | 2000-2499 | <1940 | 0 | 2e-07 | 1.3607e-05 | 0.00015421 | 0.0007471 | 0.0022182 | 0.0048429 | 0.0086088 | 0.031611 | 0.1595 | 0.20793 | 0.18441 | 0.13721 | 0.15481 | 0.10794 | 2.8204e-05
2A | 2000-2499 | <1940 | 0 | 2e-07 | 1.3607e-05 | 0.00015421 | 0.0007471 | 0.0022182 | 0.0048429 | 0.0086088 | 0.031611 | 0.1595 | 0.20793 | 0.18441 | 0.13721 | 0.15481 | 0.10794 | 0.00039349
2B | 2000-2499 | <1940 | 0 | 3.1289e-05 | 0.00084946 | 0.0050592 | 0.014512 | 0.027884 | 0.042109 | 0.054457 | 0.13196 | 0.32364 | 0.20355 | 0.10315 | 0.048841 | 0.033573 | 0.010384 | 3.158e-05
3A | 2000-2499 | <1940 | 0 | 2.2e-06 | 9.4063e-05 | 0.00080199 | 0.0030919 | 0.0076006 | 0.014147 | 0.021918 | 0.067141 | 0.24681 | 0.23599 | 0.16479 | 0.10106 | 0.09196 | 0.044591 | 0.00073158
3B | 2000-2499 | <1940 | 0 | 3.1289e-05 | 0.00084946 | 0.0050592 | 0.014512 | 0.027884 | 0.042109 | 0.054457 | 0.13196 | 0.32364 | 0.20355 | 0.10315 | 0.048841 | 0.033573 | 0.010384 | 0.00066171
3C | 2000-2499 | <1940 | 0 | 1.4815e-05 | 0.00045975 | 0.0030482 | 0.0095478 | 0.019735 | 0.031705 | 0.043251 | 0.11226 | 0.30978 | 0.22074 | 0.12304 | 0.06291 | 0.046959 | 0.016537 | 0.00037117
4A | 2000-2499 | <1940 | 0 | 1.0407e-06 | 5.097e-05 | 0.00047594 | 0.0019772 | 0.0051728 | 0.01015 | 0.016458 | 0.053519 | 0.2183 | 0.23148 | 0.17504 | 0.11449 | 0.11186 | 0.061023 | 0.003184
4B | 2000-2499 | <1940 | 0 | 2.3989e-05 | 0.00068827 | 0.0042692 | 0.012639 | 0.02491 | 0.038418 | 0.050587 | 0.12543 | 0.31996 | 0.2099 | 0.10985 | 0.053392 | 0.037739 | 0.01219 | 5.4693e-05
4C | 2000-2499 | <1940 | 0 | 2.0815e-06 | 8.9904e-05 | 0.00077239 | 0.0029963 | 0.0074025 | 0.013834 | 0.021506 | 0.06616 | 0.24494 | 0.23584 | 0.16558 | 0.102 | 0.093275 | 0.045604 | 0.00039686
5A | 2000-2499 | <1940 | 0 | 8.5222e-06 | 0.00028796 | 0.002056 | 0.0068578 | 0.01495 | 0.025135 | 0.035671 | 0.09747 | 0.29395 | 0.22977 | 0.13745 | 0.074396 | 0.059056 | 0.022938 | 0.0057025
5B | 2000-2499 | <1940 | 0 | 2.3989e-05 | 0.00068827 | 0.0042692 | 0.012639 | 0.02491 | 0.038418 | 0.050587 | 0.12543 | 0.31996 | 0.2099 | 0.10985 | 0.053392 | 0.037739 | 0.01219 | 0.00040248
6A | 2000-2499 | <1940 | 0 | 2.2482e-05 | 0.00064894 | 0.0040583 | 0.01211 | 0.024036 | 0.037303 | 0.049391 | 0.12335 | 0.3186 | 0.21177 | 0.11195 | 0.054849 | 0.039105 | 0.012805 | 0.0019571
6B | 2000-2499 | <1940 | 0 | 1.8974e-05 | 0.00056604 | 0.0036271 | 0.011036 | 0.022262 | 0.035024 | 0.046922 | 0.11898 | 0.31543 | 0.21553 | 0.11635 | 0.057977 | 0.042089 | 0.014179 | 0.0001424
7A | 2000-2499 | <1940 | 0 | 2.2482e-05 | 0.00064894 | 0.0040583 | 0.01211 | 0.024036 | 0.037303 | 0.049391 | 0.12335 | 0.3186 | 0.21177 | 0.11195 | 0.054849 | 0.039105 | 0.012805 | 0.00019585
7B | 2000-2499 | <1940 | 0 | 1.8974e-05 | 0.00056604 | 0.0036271 | 0.011036 | 0.022262 | 0.035024 | 0.046922 | 0.11898 | 0.31543 | 0.21553 | 0.11635 | 0.057977 | 0.042089 | 0.014179 | 1.2952e-05
1A | 2500-2999 | <1940 | 0 | 5.963e-07 | 3.1474e-05 | 0.00031279 | 0.0013722 | 0.0037623 | 0.0076872 | 0.012913 | 0.044012 | 0.19502 | 0.22434 | 0.18066 | 0.12432 | 0.12851 | 0.077061 | 2.2167e-05
2A | 2500-2999 | <1940 | 0 | 5.963e-07 | 3.1474e-05 | 0.00031279 | 0.0013722 | 0.0037623 | 0.0076872 | 0.012913 | 0.044012 | 0.19502 | 0.22434 | 0.18066 | 0.12432 | 0.12851 | 0.077061 | 0.00022502
2B | 2500-2999 | <1940 | 2.2222e-08 | 6.6196e-05 | 0.0015517 | 0.0082615 | 0.021647 | 0.038582 | 0.054661 | 0.066889 | 0.15099 | 0.32797 | 0.18094 | 0.083009 | 0.036294 | 0.022926 | 0.0062211 | 2.0123e-05
3A | 2500-2999 | <1940 | 0 | 5.2444e-06 | 0.00019292 | 0.0014701 | 0.0051721 | 0.011784 | 0.020567 | 0.030142 | 0.085872 | 0.27833 | 0.2343 | 0.14837 | 0.084081 | 0.070169 | 0.029544 | 0.00045096
3B | 2500-2999 | <1940 | 2.2222e-08 | 6.6196e-05 | 0.0015517 | 0.0082615 | 0.021647 | 0.038582 | 0.054661 | 0.066889 | 0.15099 | 0.32797 | 0.18094 | 0.083009 | 0.036294 | 0.022926 | 0.0062211 | 0.0002765
3C | 2500-2999 | <1940 | 0 | 3.1607e-05 | 0.00086252 | 0.0051389 | 0.014722 | 0.028235 | 0.042554 | 0.054926 | 0.13274 | 0.32398 | 0.20275 | 0.10237 | 0.048342 | 0.033138 | 0.010206 | 0.00016061
4A | 2500-2999 | <1940 | 0 | 2.6481e-06 | 0.00010846 | 0.0009012 | 0.0034097 | 0.0082592 | 0.015187 | 0.023288 | 0.070392 | 0.25286 | 0.23626 | 0.16209 | 0.097995 | 0.087781 | 0.041464 | 0.0018137
4B | 2500-2999 | <1940 | 1.1111e-08 | 5.0915e-05 | 0.0012738 | 0.0070645 | 0.019083 | 0.03486 | 0.05042 | 0.062812 | 0.14507 | 0.32772 | 0.18869 | 0.089414 | 0.040121 | 0.026048 | 0.0073737 | 2.6194e-05
4C | 2500-2999 | <1940 | 0 | 5.0667e-06 | 0.00018628 | 0.0014249 | 0.0050338 | 0.011513 | 0.020162 | 0.029638 | 0.084773 | 0.27669 | 0.2346 | 0.14938 | 0.085032 | 0.07131 | 0.03026 | 0.00017327
5A | 2500-2999 | <1940 | 0 | 1.8748e-05 | 0.00055397 | 0.0035512 | 0.010835 | 0.02192 | 0.03458 | 0.046439 | 0.11812 | 0.31475 | 0.21622 | 0.11721 | 0.058608 | 0.042711 | 0.014479 | 0.002656
5B | 2500-2999 | <1940 | 1.1111e-08 | 5.0915e-05 | 0.0012738 | 0.0070645 | 0.019083 | 0.03486 | 0.05042 | 0.062812 | 0.14507 | 0.32772 | 0.18869 | 0.089414 | 0.040121 | 0.026048 | 0.0073737 | 0.00022685
6A | 2500-2999 | <1940 | 1.1111e-08 | 4.6919e-05 | 0.0011947 | 0.0067147 | 0.018325 | 0.033746 | 0.049135 | 0.061558 | 0.14319 | 0.32741 | 0.19102 | 0.09144 | 0.041366 | 0.027086 | 0.0077667 | 0.00083141
6B | 2500-2999 | <1940 | 7.4074e-09 | 4.0274e-05 | 0.0010518 | 0.0060471 | 0.016824 | 0.031486 | 0.046476 | 0.058919 | 0.13914 | 0.32643 | 0.19579 | 0.095718 | 0.044044 | 0.029371 | 0.0086675 | 6.5e-05
7A | 2500-2999 | <1940 | 1.1111e-08 | 4.6919e-05 | 0.0011947 | 0.0067147 | 0.018325 | 0.033746 | 0.049135 | 0.061558 | 0.14319 | 0.32741 | 0.19102 | 0.09144 | 0.041366 | 0.027086 | 0.0077667 | 8.4866e-05
7B | 2500-2999 | <1940 | 7.4074e-09 | 4.0274e-05 | 0.0010518 | 0.0060471 | 0.016824 | 0.031486 | 0.046476 | 0.058919 | 0.13914 | 0.32643 | 0.19579 | 0.095718 | 0.044044 | 0.029371 | 0.0086675 | 5.859e-06
1A | 3000-3999 | <1940 | 0 | 1.8963e-06 | 8.1622e-05 | 0.0007059 | 0.0027641 | 0.0068943 | 0.013 | 0.020373 | 0.063371 | 0.23935 | 0.23522 | 0.16779 | 0.10471 | 0.097128 | 0.048611 | 1.5864e-05
2A | 3000-3999 | <1940 | 0 | 1.8963e-06 | 8.1622e-05 | 0.0007059 | 0.0027641 | 0.0068943 | 0.013 | 0.020373 | 0.063371 | 0.23935 | 0.23522 | 0.16779 | 0.10471 | 0.097128 | 0.048611 | 0.00019251
2B | 3000-3999 | <1940 | 1.1111e-07 | 0.00016493 | 0.0031668 | 0.014568 | 0.034006 | 0.055126 | 0.072088 | 0.082322 | 0.17019 | 0.31839 | 0.14897 | 0.060353 | 0.023892 | 0.013602 | 0.0031505 | 7.074e-06
3A | 3000-3999 | <1940 | 0 | 1.4418e-05 | 0.00044763 | 0.0029772 | 0.0093548 | 0.019393 | 0.031237 | 0.042713 | 0.11122 | 0.3087 | 0.22142 | 0.12407 | 0.063713 | 0.047785 | 0.016954 | 0.00029868
3B | 3000-3999 | <1940 | 1.1111e-07 | 0.00016493 | 0.0031668 | 0.014568 | 0.034006 | 0.055126 | 0.072088 | 0.082322 | 0.17019 | 0.31839 | 0.14897 | 0.060353 | 0.023892 | 0.013602 | 0.0031505 | 0.00016575
3C | 3000-3999 | <1940 | 2.5926e-08 | 7.9848e-05 | 0.0018222 | 0.0094323 | 0.024105 | 0.042056 | 0.058501 | 0.07046 | 0.15587 | 0.32716 | 0.17392 | 0.077595 | 0.033178 | 0.020471 | 0.0053562 | 7.6789e-05
4A | 3000-3999 | <1940 | 0 | 7.5037e-06 | 0.00025964 | 0.0018872 | 0.0063851 | 0.014081 | 0.023902 | 0.0342 | 0.094437 | 0.29004 | 0.2311 | 0.14035 | 0.076906 | 0.06188 | 0.024561 | 0.0018421
4B | 3000-3999 | <1940 | 6.6667e-08 | 0.00013041 | 0.0026409 | 0.01263 | 0.030391 | 0.050499 | 0.067428 | 0.078395 | 0.1658 | 0.32242 | 0.15751 | 0.065926 | 0.026784 | 0.015665 | 0.0037785 | 8.9003e-06
4C | 3000-3999 | <1940 | 0 | 1.3818e-05 | 0.0004313 | 0.0028852 | 0.0091143 | 0.01898 | 0.030687 | 0.042097 | 0.11007 | 0.30761 | 0.22222 | 0.12521 | 0.064591 | 0.048687 | 0.017414 | 9.9334e-05
5A | 3000-3999 | <1940 | 7.4074e-09 | 4.7133e-05 | 0.0011945 | 0.0067038 | 0.018289 | 0.03368 | 0.049047 | 0.061461 | 0.14302 | 0.32729 | 0.19117 | 0.091608 | 0.041482 | 0.027195 | 0.0078144 | 0.003458
5B | 3000-3999 | <1940 | 6.6667e-08 | 0.00013041 | 0.0026409 | 0.01263 | 0.030391 | 0.050499 | 0.067428 | 0.078395 | 0.1658 | 0.32242 | 0.15751 | 0.065926 | 0.026784 | 0.015665 | 0.0037785 | 7.5216e-05
6A | 3000-3999 | <1940 | 5.9259e-08 | 0.0001208 | 0.0024953 | 0.012078 | 0.029331 | 0.049108 | 0.065992 | 0.077154 | 0.16434 | 0.32344 | 0.16013 | 0.067703 | 0.027733 | 0.016363 | 0.0040023 | 0.00099077
6B | 3000-3999 | <1940 | 4.0741e-08 | 0.00010282 | 0.002206 | 0.010966 | 0.027175 | 0.046247 | 0.063001 | 0.074526 | 0.16112 | 0.32525 | 0.16564 | 0.071547 | 0.029813 | 0.017906 | 0.0044977 | 2.478e-05
7A | 3000-3999 | <1940 | 5.9259e-08 | 0.0001208 | 0.0024953 | 0.012078 | 0.029331 | 0.049108 | 0.065992 | 0.077154 | 0.16434 | 0.32344 | 0.16013 | 0.067703 | 0.027733 | 0.016363 | 0.0040023 | 8.4239e-05
7B | 3000-3999 | <1940 | 4.0741e-08 | 0.00010282 | 0.002206 | 0.010966 | 0.027175 | 0.046247 | 0.063001 | 0.074526 | 0.16112 | 0.32525 | 0.16564 | 0.071547 | 0.029813 | 0.017906 | 0.0044977 | 2.5088e-06
1A | 4000+ | <1940 | 3.7056e-05 | 0.0040538 | 0.030007 | 0.0754 | 0.11294 | 0.1287 | 0.12542 | 0.11118 | 0.16743 | 0.18349 | 0.045517 | 0.01141 | 0.0030779 | 0.0011853 | 0.00015411 | 1.1636e-05
2A | 4000+ | <1940 | 3.7056e-05 | 0.0040538 | 0.030007 | 0.0754 | 0.11294 | 0.1287 | 0.12542 | 0.11118 | 0.16743 | 0.18349 | 0.045517 | 0.01141 | 0.0030779 | 0.0011853 | 0.00015411 | 0.00012746
2B | 4000+ | <1940 | 0.00097291 | 0.0551 | 0.17193 | 0.21126 | 0.18147 | 0.13265 | 0.08948 | 0.057904 | 0.059734 | 0.035129 | 0.0037764 | 0.0004924 | 7.71e-05 | 1.7044e-05 | 1.6444e-06 | 3.394e-06
3A | 4000+ | <1940 | 0.00021776 | 0.014717 | 0.072745 | 0.13427 | 0.15883 | 0.14988 | 0.12482 | 0.096645 | 0.12334 | 0.1025 | 0.017717 | 0.0033535 | 0.00071821 | 0.00021877 | 2.0511e-05 | 0.00026518
3B | 4000+ | <1940 | 0.00097291 | 0.0551 | 0.17193 | 0.21126 | 0.18147 | 0.13265 | 0.08948 | 0.057904 | 0.059734 | 0.035129 | 0.0037764 | 0.0004924 | 7.71e-05 | 1.7044e-05 | 1.6444e-06 | 0.00015849
3C | 4000+ | <1940 | 0.00065352 | 0.038638 | 0.13817 | 0.1917 | 0.18121 | 0.14295 | 0.10266 | 0.070048 | 0.076872 | 0.049881 | 0.0061347 | 0.00088613 | 0.0001509 | 3.6278e-05 | 2.9444e-06 | 9.0772e-05
4A | 4000+ | <1940 | 0.00013227 | 0.0099377 | 0.055544 | 0.11339 | 0.1451 | 0.14582 | 0.12798 | 0.10365 | 0.13972 | 0.12714 | 0.024798 | 0.0051601 | 0.0011954 | 0.00039444 | 4.11e-05 | 0.0010733
4B | 4000+ | <1940 | 0.00084249 | 0.048986 | 0.16027 | 0.20519 | 0.18204 | 0.13652 | 0.094054 | 0.061961 | 0.065264 | 0.039677 | 0.0044659 | 0.00060323 | 9.7233e-05 | 2.2133e-05 | 1.9222e-06 | 1.1715e-05
4C | 4000+ | <1940 | 0.00021038 | 0.014327 | 0.071449 | 0.13283 | 0.15799 | 0.14972 | 0.12512 | 0.097166 | 0.12446 | 0.10409 | 0.018164 | 0.0034686 | 0.00074911 | 0.00023034 | 2.1878e-05 | 0.00010696
5A | 4000+ | <1940 | 0.00049268 | 0.029227 | 0.11512 | 0.17473 | 0.17732 | 0.14802 | 0.11135 | 0.079033 | 0.090849 | 0.063528 | 0.0086615 | 0.0013569 | 0.00024756 | 6.3878e-05 | 5.1444e-06 | 0.0011905
5B | 4000+ | <1940 | 0.00084249 | 0.048986 | 0.16027 | 0.20519 | 0.18204 | 0.13652 | 0.094054 | 0.061961 | 0.065264 | 0.039677 | 0.0044659 | 0.00060323 | 9.7233e-05 | 2.2133e-05 | 1.9222e-06 | 4.4393e-05
6A | 4000+ | <1940 | 0.00082824 | 0.047314 | 0.15662 | 0.20312 | 0.18207 | 0.13766 | 0.095465 | 0.063237 | 0.067033 | 0.041167 | 0.0047003 | 0.00064226 | 0.00010459 | 2.4067e-05 | 2.1111e-06 | 0.00032845
6B | 4000+ | <1940 | 0.0007568 | 0.043748 | 0.14921 | 0.19871 | 0.18192 | 0.13992 | 0.098401 | 0.065956 | 0.07087 | 0.04443 | 0.0052056 | 0.00072369 | 0.00011934 | 2.7778e-05 | 2.3556e-06 | 5.7616e-06
7A | 4000+ | <1940 | 0.00082824 | 0.047314 | 0.15662 | 0.20312 | 0.18207 | 0.13766 | 0.095465 | 0.063237 | 0.067033 | 0.041167 | 0.0047003 | 0.00064226 | 0.00010459 | 2.4067e-05 | 2.1111e-06 | 3.142e-05
7B | 4000+ | <1940 | 0.0007568 | 0.043748 | 0.14921 | 0.19871 | 0.18192 | 0.13992 | 0.098401 | 0.065956 | 0.07087 | 0.04443 | 0.0052056 | 0.00072369 | 0.00011934 | 2.7778e-05 | 2.3556e-06 | 2.8416e-07
1A | 500-749 | <1940 | 0 | 0 | 7.0741e-07 | 1.2852e-05 | 8.5578e-05 | 0.00032748 | 0.00088273 | 0.0018788 | 0.0087726 | 0.067593 | 0.13053 | 0.157 | 0.14949 | 0.22339 | 0.26003 | 4.5185e-05
2A | 500-749 | <1940 | 0 | 0 | 7.0741e-07 | 1.2852e-05 | 8.5578e-05 | 0.00032748 | 0.00088273 | 0.0018788 | 0.0087726 | 0.067593 | 0.13053 | 0.157 | 0.14949 | 0.22339 | 0.26003 | 0.00030173
2B | 500-749 | <1940 | 0 | 2.3926e-06 | 0.00010026 | 0.00084529 | 0.0032324 | 0.0078951 | 0.014617 | 0.022542 | 0.068636 | 0.24965 | 0.23616 | 0.16356 | 0.099639 | 0.090007 | 0.043119 | 2.9199e-05
3A | 500-749 | <1940 | 0 | 8.8889e-08 | 7.4407e-06 | 9.203e-05 | 0.00047681 | 0.0014953 | 0.0034183 | 0.0063218 | 0.024469 | 0.13548 | 0.19296 | 0.18328 | 0.14416 | 0.17314 | 0.1347 | 0.00037564
3B | 500-749 | <1940 | 0 | 2.3926e-06 | 0.00010026 | 0.00084529 | 0.0032324 | 0.0078951 | 0.014617 | 0.022542 | 0.068636 | 0.24965 | 0.23616 | 0.16356 | 0.099639 | 0.090007 | 0.043119 | 0.0009538
3C | 500-749 | <1940 | 0 | 9.963e-07 | 4.8937e-05 | 0.00045939 | 0.0019166 | 0.0050321 | 0.009905 | 0.016107 | 0.052585 | 0.21609 | 0.2309 | 0.17566 | 0.11546 | 0.11342 | 0.062424 | 0.00052004
4A | 500-749 | <1940 | 0 | 2.2222e-08 | 3.5482e-06 | 4.9159e-05 | 0.0002764 | 0.0009256 | 0.0022345 | 0.0043294 | 0.017827 | 0.11002 | 0.17341 | 0.17815 | 0.1493 | 0.19273 | 0.17075 | 0.0039586
4B | 500-749 | <1940 | 0 | 1.8074e-06 | 7.9333e-05 | 0.00069123 | 0.0027196 | 0.0068055 | 0.012863 | 0.020196 | 0.062957 | 0.2386 | 0.2352 | 0.16815 | 0.1051 | 0.097653 | 0.048988 | 2.6303e-05
4C | 500-749 | <1940 | 0 | 7.4074e-08 | 7.1222e-06 | 8.8533e-05 | 0.00046054 | 0.0014496 | 0.0033248 | 0.0061668 | 0.023965 | 0.13366 | 0.19168 | 0.18304 | 0.1446 | 0.17454 | 0.13702 | 0.00030474
5A | 500-749 | <1940 | 0 | 4.5926e-07 | 2.7433e-05 | 0.00028186 | 0.0012617 | 0.0035076 | 0.0072413 | 0.012264 | 0.04223 | 0.19033 | 0.22255 | 0.18149 | 0.12618 | 0.13195 | 0.080692 | 0.0042131
5B | 500-749 | <1940 | 0 | 1.8074e-06 | 7.9333e-05 | 0.00069123 | 0.0027196 | 0.0068055 | 0.012863 | 0.020196 | 0.062957 | 0.2386 | 0.2352 | 0.16815 | 0.1051 | 0.097653 | 0.048988 | 0.00024863
6A | 500-749 | <1940 | 0 | 1.6889e-06 | 7.3944e-05 | 0.00064944 | 0.0025757 | 0.0064922 | 0.012349 | 0.019499 | 0.061239 | 0.23511 | 0.23475 | 0.16948 | 0.10677 | 0.10008 | 0.050934 | 0.00087981
6B | 500-749 | <1940 | 0 | 1.363e-06 | 6.2511e-05 | 0.00056504 | 0.0022896 | 0.0058702 | 0.011324 | 0.018096 | 0.057724 | 0.22767 | 0.23349 | 0.17208 | 0.11024 | 0.10528 | 0.0553 | 5.9108e-05
7A | 500-749 | <1940 | 0 | 1.6889e-06 | 7.3944e-05 | 0.00064944 | 0.0025757 | 0.0064922 | 0.012349 | 0.019499 | 0.061239 | 0.23511 | 0.23475 | 0.16948 | 0.10677 | 0.10008 | 0.050934 | 5.3078e-05
7B | 500-749 | <1940 | 0 | 1.363e-06 | 6.2511e-05 | 0.00056504 | 0.0022896 | 0.0058702 | 0.011324 | 0.018096 | 0.057724 | 0.22767 | 0.23349 | 0.17208 | 0.11024 | 0.10528 | 0.0553 | 3.8514e-06
1A | 750-999 | <1940 | 0 | 0 | 1.2148e-06 | 1.9819e-05 | 0.00012478 | 0.00045732 | 0.0011904 | 0.00246 | 0.011043 | 0.079396 | 0.14399 | 0.16492 | 0.15093 | 0.21547 | 0.22999 | 5.7745e-05
2A | 750-999 | <1940 | 0 | 0 | 1.2148e-06 | 1.9819e-05 | 0.00012478 | 0.00045732 | 0.0011904 | 0.00246 | 0.011043 | 0.079396 | 0.14399 | 0.16492 | 0.15093 | 0.21547 | 0.22999 | 0.00063918
2B | 750-999 | <1940 | 0 | 3.7407e-06 | 0.00014523 | 0.0011561 | 0.0042184 | 0.0099098 | 0.017751 | 0.026607 | 0.078054 | 0.26617 | 0.23595 | 0.15546 | 0.090964 | 0.078608 | 0.035007 | 4.2526e-05
3A | 750-999 | <1940 | 0 | 1.4074e-07 | 1.1278e-05 | 0.00013265 | 0.00065784 | 0.0019873 | 0.0043986 | 0.0079087 | 0.029474 | 0.15261 | 0.20395 | 0.18441 | 0.13938 | 0.16005 | 0.11503 | 0.000916
3B | 750-999 | <1940 | 0 | 3.7407e-06 | 0.00014523 | 0.0011561 | 0.0042184 | 0.0099098 | 0.017751 | 0.026607 | 0.078054 | 0.26617 | 0.23595 | 0.15546 | 0.090964 | 0.078608 | 0.035007 | 0.0010387
3C | 750-999 | <1940 | 0 | 1.5926e-06 | 7.1689e-05 | 0.00063568 | 0.0025342 | 0.0064083 | 0.012217 | 0.019323 | 0.060811 | 0.23423 | 0.23461 | 0.16979 | 0.10718 | 0.1007 | 0.051479 | 0.00055959
4A | 750-999 | <1940 | 0 | 4.8148e-08 | 5.6482e-06 | 7.2907e-05 | 0.00038947 | 0.0012518 | 0.002921 | 0.0054978 | 0.021782 | 0.12563 | 0.18589 | 0.18184 | 0.14645 | 0.1807 | 0.14756 | 0.0060555
4B | 750-999 | <1940 | 0 | 2.9e-06 | 0.00011589 | 0.00095131 | 0.0035686 | 0.0085868 | 0.015703 | 0.023966 | 0.071993 | 0.2558 | 0.23634 | 0.16073 | 0.096483 | 0.085755 | 0.040002 | 5.7783e-05
4C | 750-999 | <1940 | 0 | 1.3333e-07 | 1.0889e-05 | 0.00012792 | 0.00063608 | 0.0019277 | 0.0042804 | 0.0077193 | 0.028889 | 0.15071 | 0.20283 | 0.18437 | 0.13994 | 0.16148 | 0.11709 | 0.00035411
5A | 750-999 | <1940 | 0 | 8.1111e-07 | 4.1496e-05 | 0.00039898 | 0.0016989 | 0.0045371 | 0.0090592 | 0.014911 | 0.049454 | 0.20875 | 0.2289 | 0.17764 | 0.11865 | 0.11865 | 0.067314 | 0.0072473
5B | 750-999 | <1940 | 0 | 2.9e-06 | 0.00011589 | 0.00095131 | 0.0035686 | 0.0085868 | 0.015703 | 0.023966 | 0.071993 | 0.2558 | 0.23634 | 0.16073 | 0.096483 | 0.085755 | 0.040002 | 0.00040707
6A | 750-999 | <1940 | 0 | 2.6704e-06 | 0.00010837 | 0.00089724 | 0.0033918 | 0.0082168 | 0.015116 | 0.023192 | 0.070161 | 0.25245 | 0.23627 | 0.16229 | 0.098203 | 0.088047 | 0.041649 | 0.001606
6B | 750-999 | <1940 | 0 | 2.1296e-06 | 9.123e-05 | 0.00078081 | 0.0030217 | 0.007453 | 0.013912 | 0.021606 | 0.066392 | 0.24537 | 0.23587 | 0.1654 | 0.10178 | 0.092968 | 0.045348 | 0.00020337
7A | 750-999 | <1940 | 0 | 2.6704e-06 | 0.00010837 | 0.00089724 | 0.0033918 | 0.0082168 | 0.015116 | 0.023192 | 0.070161 | 0.25245 | 0.23627 | 0.16229 | 0.098203 | 0.088047 | 0.041649 | 0.0001493
7B | 750-999 | <1940 | 0 | 2.1296e-06 | 9.123e-05 | 0.00078081 | 0.0030217 | 0.007453 | 0.013912 | 0.021606 | 0.066392 | 0.24537 | 0.23587 | 0.1654 | 0.10178 | 0.092968 | 0.045348 | 1.8051e-05
# Created by: sources\resdb\tsv_maker.py
# Source: Distributions are based on the cumulative distribution functions from the Residential Diagnostics Database (ResDB), http://resdb.lbl.gov/.
# Assumption: All ACH50 are based on Single-Family Detached blower door tests.
# Assumption: Climate zones that are copied: 2A to 1A, 6A to 7A, and 6B to 7B.
# Assumption: Vintage bins that are copied: 2000s to 2010s, 1950s to 1940s, 1950s to <1940s.
# Assumption: Homes are assumed to not be Weatherization Assistance Program (WAP) qualified and not ENERGY STAR certified.
Weighted |  |  | 1 | 2 | 3 | 4 | 5 | 6 | 7 | 8 | 10 | 15 | 20 | 25 | 30 | 40 | 50 | SUM | [5 empty] | 1 | 2 | 3 | 4 | 5 | 6 | 7 | 8 | 10 | 15 | 20 | 25
|  | 1940s | 0 | 1.1567e-06 | 5.6807e-05 | 0.0005336 | 0.002236 | 0.0059012 | 0.011674 | 0.012192 | 0.040049 | 0.16634 | 0.17956 | 0.13765 | 0 | 0 | 0 | 0.55619
|  | 1950s | 0 | 1.2563e-06 | 6.1696e-05 | 0.00057952 | 0.0024284 | 0.0064091 | 0.012679 | 0.014441 | 0.048181 | 0.2056 | 0.22795 | 0.17841 |  |  |  | 0.69674
|  | 1960s | 0 | 8.5769e-06 | 0.00030866 | 0.0023219 | 0.0080924 | 0.0043536 | 0.0017283 | 0.0034404 | 0.014687 | 0.096579 | 0.16138 | 0.17345 |  |  |  | 0.46635
|  | 1970s | 0 | 1.0375e-05 | 0.00036391 | 0.0026749 | 0.0001995 | 0.00069371 | 0.0017283 | 0.0034404 | 0.014687 | 0.096579 | 0.16138 | 0.17345 |  |  |  | 0.45521
|  | 1980s | 6.1111e-09 | 6.4051e-05 | 0.001682 | 0.0097201 | 0.0058669 | 0.013115 | 0.02252 | 0.032543 | 0.091015 | 0.28563 | 0.23258 | 0.14358 |  |  |  | 0.83831
|  | 1990s | 7.2833e-07 | 0.00058136 | 0.0092454 | 0.00021532 | 0.00099584 | 0.0028487 | 0.0060295 | 0.010438 | 0.037018 | 0.1758 | 0.21628 | 0.18344 |  |  |  | 0.64289
|  | 2000s | 6.8818e-06 | 0.0018376 | 0.020521 | 0.0017063 | 0.0058669 | 0.013115 | 0.02252 | 0.032543 | 0.091015 | 0.28563 | 0.23258 | 0.14358 |  |  |  | 0.85092
|  | 2010s | 7.1276e-06 | 0.0019032 | 0.00011793 | 0.00096639 | 0.0036182 | 0.00869 | 0.015865 | 0.024176 | 0.072478 | 0.25662 | 0.2363 | 0.1603 |  |  |  | 0.78104
|  | <1940 | 0 | 1.024e-06 | 5.0288e-05 | 0.00047236 | 0.0019794 | 0.0052241 | 0.015865 | 0.0073938 | 0.027883 | 0.14737 | 0.20077 | 0.18424 |  |  |  | 0.59124
|  |  | 1 | 2 | 3 | 4 | 5 | 6 | 7 | 8 | 10 | 15 | 20 | 25 |  |  |  | SUM
|  | 1940s | 0 | 2.0798e-06 | 0.00010214 | 0.00095938 | 0.0040202 | 0.01061 | 0.020989 | 0.021921 | 0.072006 | 0.29906 | 0.32283 | 0.24749 |  |  |  | 1
|  | 1950s | 0 | 1.8031e-06 | 8.855e-05 | 0.00083176 | 0.0034854 | 0.0091988 | 0.018197 | 0.020727 | 0.069153 | 0.29509 | 0.32716 | 0.25606 |  |  |  | 1
|  | 1960s | 0 | 1.8392e-05 | 0.00066186 | 0.0049789 | 0.017353 | 0.0093355 | 0.0037061 | 0.0073772 | 0.031493 | 0.2071 | 0.34605 | 0.37193 |  |  |  | 1
|  | 1970s | 0 | 2.2793e-05 | 0.00079944 | 0.0058762 | 0.00043826 | 0.0015239 | 0.0037968 | 0.0075578 | 0.032264 | 0.21217 | 0.35452 | 0.38104 |  |  |  | 1
|  | 1980s | 7.2898e-09 | 7.6404e-05 | 0.0020064 | 0.011595 | 0.0069985 | 0.015644 | 0.026864 | 0.03882 | 0.10857 | 0.34072 | 0.27744 | 0.17127 |  |  |  | 1
|  | 1990s | 1.1329e-06 | 0.00090429 | 0.014381 | 0.00033493 | 0.001549 | 0.0044311 | 0.0093788 | 0.016237 | 0.057581 | 0.27345 | 0.33642 | 0.28534 |  |  |  | 1
|  | 2000s | 8.0875e-06 | 0.0021595 | 0.024117 | 0.0020053 | 0.0068948 | 0.015413 | 0.026466 | 0.038245 | 0.10696 | 0.33567 | 0.27333 | 0.16873 |  |  |  | 1
|  | 2010s | 9.1257e-06 | 0.0024367 | 0.00015099 | 0.0012373 | 0.0046325 | 0.011126 | 0.020313 | 0.030954 | 0.092796 | 0.32856 | 0.30254 | 0.20524 |  |  |  | 1
|  | <1940 | 0 | 1.7319e-06 | 8.5055e-05 | 0.00079893 | 0.0033479 | 0.0088357 | 0.026833 | 0.012506 | 0.04716 | 0.24925 | 0.33957 | 0.31161 |  |  |  | 1

## tsv
Dependency=ASHRAE IECC Climate Zone 2004 | Dependency=Geometry Floor Area | Dependency=Vintage | Option=1 ACH50 | Option=2 ACH50 | Option=3 ACH50 | Option=4 ACH50 | Option=5 ACH50 | Option=6 ACH50 | Option=7 ACH50 | Option=8 ACH50 | Option=10 ACH50 | Option=15 ACH50 | Option=20 ACH50 | Option=25 ACH50 | Option=30 ACH50 | Option=40 ACH50 | Option=50 ACH50 | sampling_probability
1A | 0-499 | 1940s | 0 | 2.0798e-06 | 0.00010214 | 0.00095938 | 0.0040202 | 0.01061 | 0.020989 | 0.021921 | 0.072006 | 0.29906 | 0.32283 | 0.24749 | 0 | 0 | 0 | 1.8811e-05
2A | 0-499 | 1940s | 0 | 2.0798e-06 | 0.00010214 | 0.00095938 | 0.0040202 | 0.01061 | 0.020989 | 0.021921 | 0.072006 | 0.29906 | 0.32283 | 0.24749 | 0 | 0 | 0 | 6.5663e-05
2B | 0-499 | 1940s | 0 | 2.0798e-06 | 0.00010214 | 0.00095938 | 0.0040202 | 0.01061 | 0.020989 | 0.021921 | 0.072006 | 0.29906 | 0.32283 | 0.24749 | 0 | 0 | 0 | 9.6406e-06
3A | 0-499 | 1940s | 0 | 2.0798e-06 | 0.00010214 | 0.00095938 | 0.0040202 | 0.01061 | 0.020989 | 0.021921 | 0.072006 | 0.29906 | 0.32283 | 0.24749 | 0 | 0 | 0 | 9.1039e-05
3B | 0-499 | 1940s | 0 | 2.0798e-06 | 0.00010214 | 0.00095938 | 0.0040202 | 0.01061 | 0.020989 | 0.021921 | 0.072006 | 0.29906 | 0.32283 | 0.24749 | 0 | 0 | 0 | 0.00023807
3C | 0-499 | 1940s | 0 | 2.0798e-06 | 0.00010214 | 0.00095938 | 0.0040202 | 0.01061 | 0.020989 | 0.021921 | 0.072006 | 0.29906 | 0.32283 | 0.24749 | 0 | 0 | 0 | 5.9242e-05
4A | 0-499 | 1940s | 0 | 2.0798e-06 | 0.00010214 | 0.00095938 | 0.0040202 | 0.01061 | 0.020989 | 0.021921 | 0.072006 | 0.29906 | 0.32283 | 0.24749 | 0 | 0 | 0 | 0.00055113
4B | 0-499 | 1940s | 0 | 2.0798e-06 | 0.00010214 | 0.00095938 | 0.0040202 | 0.01061 | 0.020989 | 0.021921 | 0.072006 | 0.29906 | 0.32283 | 0.24749 | 0 | 0 | 0 | 7.3667e-06
4C | 0-499 | 1940s | 0 | 2.0798e-06 | 0.00010214 | 0.00095938 | 0.0040202 | 0.01061 | 0.020989 | 0.021921 | 0.072006 | 0.29906 | 0.32283 | 0.24749 | 0 | 0 | 0 | 4.4246e-05
5A | 0-499 | 1940s | 0 | 2.0798e-06 | 0.00010214 | 0.00095938 | 0.0040202 | 0.01061 | 0.020989 | 0.021921 | 0.072006 | 0.29906 | 0.32283 | 0.24749 | 0 | 0 | 0 | 0.00043892
5B | 0-499 | 1940s | 0 | 2.0798e-06 | 0.00010214 | 0.00095938 | 0.0040202 | 0.01061 | 0.020989 | 0.021921 | 0.072006 | 0.29906 | 0.32283 | 0.24749 | 0 | 0 | 0 | 3.8547e-05
6A | 0-499 | 1940s | 0 | 2.0798e-06 | 0.00010214 | 0.00095938 | 0.0040202 | 0.01061 | 0.020989 | 0.021921 | 0.072006 | 0.29906 | 0.32283 | 0.24749 | 0 | 0 | 0 | 8.7057e-05
6B | 0-499 | 1940s | 0 | 2.0798e-06 | 0.00010214 | 0.00095938 | 0.0040202 | 0.01061 | 0.020989 | 0.021921 | 0.072006 | 0.29906 | 0.32283 | 0.24749 | 0 | 0 | 0 | 6.9434e-06
7A | 0-499 | 1940s | 0 | 2.0798e-06 | 0.00010214 | 0.00095938 | 0.0040202 | 0.01061 | 0.020989 | 0.021921 | 0.072006 | 0.29906 | 0.32283 | 0.24749 | 0 | 0 | 0 | 9.8062e-06
7B | 0-499 | 1940s | 0 | 2.0798e-06 | 0.00010214 | 0.00095938 | 0.0040202 | 0.01061 | 0.020989 | 0.021921 | 0.072006 | 0.29906 | 0.32283 | 0.24749 | 0 | 0 | 0 | 4.7762e-07
1A | 1000-1499 | 1940s | 0 | 2.0798e-06 | 0.00010214 | 0.00095938 | 0.0040202 | 0.01061 | 0.020989 | 0.021921 | 0.072006 | 0.29906 | 0.32283 | 0.24749 | 0 | 0 | 0 | 0.00013805
2A | 1000-1499 | 1940s | 0 | 2.0798e-06 | 0.00010214 | 0.00095938 | 0.0040202 | 0.01061 | 0.020989 | 0.021921 | 0.072006 | 0.29906 | 0.32283 | 0.24749 | 0 | 0 | 0 | 0.0010548
2B | 1000-1499 | 1940s | 0 | 2.0798e-06 | 0.00010214 | 0.00095938 | 0.0040202 | 0.01061 | 0.020989 | 0.021921 | 0.072006 | 0.29906 | 0.32283 | 0.24749 | 0 | 0 | 0 | 0.00012711
3A | 1000-1499 | 1940s | 0 | 2.0798e-06 | 0.00010214 | 0.00095938 | 0.0040202 | 0.01061 | 0.020989 | 0.021921 | 0.072006 | 0.29906 | 0.32283 | 0.24749 | 0 | 0 | 0 | 0.0017146
3B | 1000-1499 | 1940s | 0 | 2.0798e-06 | 0.00010214 | 0.00095938 | 0.0040202 | 0.01061 | 0.020989 | 0.021921 | 0.072006 | 0.29906 | 0.32283 | 0.24749 | 0 | 0 | 0 | 0.0018514
3C | 1000-1499 | 1940s | 0 | 2.0798e-06 | 0.00010214 | 0.00095938 | 0.0040202 | 0.01061 | 0.020989 | 0.021921 | 0.072006 | 0.29906 | 0.32283 | 0.24749 | 0 | 0 | 0 | 0.00051404
4A | 1000-1499 | 1940s | 0 | 2.0798e-06 | 0.00010214 | 0.00095938 | 0.0040202 | 0.01061 | 0.020989 | 0.021921 | 0.072006 | 0.29906 | 0.32283 | 0.24749 | 0 | 0 | 0 | 0.003825
4B | 1000-1499 | 1940s | 0 | 2.0798e-06 | 0.00010214 | 0.00095938 | 0.0040202 | 0.01061 | 0.020989 | 0.021921 | 0.072006 | 0.29906 | 0.32283 | 0.24749 | 0 | 0 | 0 | 0.00013298
4C | 1000-1499 | 1940s | 0 | 2.0798e-06 | 0.00010214 | 0.00095938 | 0.0040202 | 0.01061 | 0.020989 | 0.021921 | 0.072006 | 0.29906 | 0.32283 | 0.24749 | 0 | 0 | 0 | 0.00050358
5A | 1000-1499 | 1940s | 0 | 2.0798e-06 | 0.00010214 | 0.00095938 | 0.0040202 | 0.01061 | 0.020989 | 0.021921 | 0.072006 | 0.29906 | 0.32283 | 0.24749 | 0 | 0 | 0 | 0.0046879
5B | 1000-1499 | 1940s | 0 | 2.0798e-06 | 0.00010214 | 0.00095938 | 0.0040202 | 0.01061 | 0.020989 | 0.021921 | 0.072006 | 0.29906 | 0.32283 | 0.24749 | 0 | 0 | 0 | 0.00044743
6A | 1000-1499 | 1940s | 0 | 2.0798e-06 | 0.00010214 | 0.00095938 | 0.0040202 | 0.01061 | 0.020989 | 0.021921 | 0.072006 | 0.29906 | 0.32283 | 0.24749 | 0 | 0 | 0 | 0.00093408
6B | 1000-1499 | 1940s | 0 | 2.0798e-06 | 0.00010214 | 0.00095938 | 0.0040202 | 0.01061 | 0.020989 | 0.021921 | 0.072006 | 0.29906 | 0.32283 | 0.24749 | 0 | 0 | 0 | 0.00010364
7A | 1000-1499 | 1940s | 0 | 2.0798e-06 | 0.00010214 | 0.00095938 | 0.0040202 | 0.01061 | 0.020989 | 0.021921 | 0.072006 | 0.29906 | 0.32283 | 0.24749 | 0 | 0 | 0 | 0.00013432
7B | 1000-1499 | 1940s | 0 | 2.0798e-06 | 0.00010214 | 0.00095938 | 0.0040202 | 0.01061 | 0.020989 | 0.021921 | 0.072006 | 0.29906 | 0.32283 | 0.24749 | 0 | 0 | 0 | 6.778e-06
1A | 1500-1999 | 1940s | 0 | 2.0798e-06 | 0.00010214 | 0.00095938 | 0.0040202 | 0.01061 | 0.020989 | 0.021921 | 0.072006 | 0.29906 | 0.32283 | 0.24749 | 0 | 0 | 0 | 7.9317e-05
2A | 1500-1999 | 1940s | 0 | 2.0798e-06 | 0.00010214 | 0.00095938 | 0.0040202 | 0.01061 | 0.020989 | 0.021921 | 0.072006 | 0.29906 | 0.32283 | 0.24749 | 0 | 0 | 0 | 0.00062262
2B | 1500-1999 | 1940s | 0 | 2.0798e-06 | 0.00010214 | 0.00095938 | 0.0040202 | 0.01061 | 0.020989 | 0.021921 | 0.072006 | 0.29906 | 0.32283 | 0.24749 | 0 | 0 | 0 | 6.7318e-05
3A | 1500-1999 | 1940s | 0 | 2.0798e-06 | 0.00010214 | 0.00095938 | 0.0040202 | 0.01061 | 0.020989 | 0.021921 | 0.072006 | 0.29906 | 0.32283 | 0.24749 | 0 | 0 | 0 | 0.001033
3B | 1500-1999 | 1940s | 0 | 2.0798e-06 | 0.00010214 | 0.00095938 | 0.0040202 | 0.01061 | 0.020989 | 0.021921 | 0.072006 | 0.29906 | 0.32283 | 0.24749 | 0 | 0 | 0 | 0.00090127
3C | 1500-1999 | 1940s | 0 | 2.0798e-06 | 0.00010214 | 0.00095938 | 0.0040202 | 0.01061 | 0.020989 | 0.021921 | 0.072006 | 0.29906 | 0.32283 | 0.24749 | 0 | 0 | 0 | 0.00026275
4A | 1500-1999 | 1940s | 0 | 2.0798e-06 | 0.00010214 | 0.00095938 | 0.0040202 | 0.01061 | 0.020989 | 0.021921 | 0.072006 | 0.29906 | 0.32283 | 0.24749 | 0 | 0 | 0 | 0.0024615
4B | 1500-1999 | 1940s | 0 | 2.0798e-06 | 0.00010214 | 0.00095938 | 0.0040202 | 0.01061 | 0.020989 | 0.021921 | 0.072006 | 0.29906 | 0.32283 | 0.24749 | 0 | 0 | 0 | 8.108e-05
4C | 1500-1999 | 1940s | 0 | 2.0798e-06 | 0.00010214 | 0.00095938 | 0.0040202 | 0.01061 | 0.020989 | 0.021921 | 0.072006 | 0.29906 | 0.32283 | 0.24749 | 0 | 0 | 0 | 0.00028504
5A | 1500-1999 | 1940s | 0 | 2.0798e-06 | 0.00010214 | 0.00095938 | 0.0040202 | 0.01061 | 0.020989 | 0.021921 | 0.072006 | 0.29906 | 0.32283 | 0.24749 | 0 | 0 | 0 | 0.0029865
5B | 1500-1999 | 1940s | 0 | 2.0798e-06 | 0.00010214 | 0.00095938 | 0.0040202 | 0.01061 | 0.020989 | 0.021921 | 0.072006 | 0.29906 | 0.32283 | 0.24749 | 0 | 0 | 0 | 0.00027354
6A | 1500-1999 | 1940s | 0 | 2.0798e-06 | 0.00010214 | 0.00095938 | 0.0040202 | 0.01061 | 0.020989 | 0.021921 | 0.072006 | 0.29906 | 0.32283 | 0.24749 | 0 | 0 | 0 | 0.00064102
6B | 1500-1999 | 1940s | 0 | 2.0798e-06 | 0.00010214 | 0.00095938 | 0.0040202 | 0.01061 | 0.020989 | 0.021921 | 0.072006 | 0.29906 | 0.32283 | 0.24749 | 0 | 0 | 0 | 0.00012437
7A | 1500-1999 | 1940s | 0 | 2.0798e-06 | 0.00010214 | 0.00095938 | 0.0040202 | 0.01061 | 0.020989 | 0.021921 | 0.072006 | 0.29906 | 0.32283 | 0.24749 | 0 | 0 | 0 | 9.2402e-05
7B | 1500-1999 | 1940s | 0 | 2.0798e-06 | 0.00010214 | 0.00095938 | 0.0040202 | 0.01061 | 0.020989 | 0.021921 | 0.072006 | 0.29906 | 0.32283 | 0.24749 | 0 | 0 | 0 | 9.0628e-06
1A | 2000-2499 | 1940s | 0 | 2.0798e-06 | 0.00010214 | 0.00095938 | 0.0040202 | 0.01061 | 0.020989 | 0.021921 | 0.072006 | 0.29906 | 0.32283 | 0.24749 | 0 | 0 | 0 | 3.9049e-05
2A | 2000-2499 | 1940s | 0 | 2.0798e-06 | 0.00010214 | 0.00095938 | 0.0040202 | 0.01061 | 0.020989 | 0.021921 | 0.072006 | 0.29906 | 0.32283 | 0.24749 | 0 | 0 | 0 | 0.00028986
2B | 2000-2499 | 1940s | 0 | 2.0798e-06 | 0.00010214 | 0.00095938 | 0.0040202 | 0.01061 | 0.020989 | 0.021921 | 0.072006 | 0.29906 | 0.32283 | 0.24749 | 0 | 0 | 0 | 3.6493e-05
3A | 2000-2499 | 1940s | 0 | 2.0798e-06 | 0.00010214 | 0.00095938 | 0.0040202 | 0.01061 | 0.020989 | 0.021921 | 0.072006 | 0.29906 | 0.32283 | 0.24749 | 0 | 0 | 0 | 0.00045589
3B | 2000-2499 | 1940s | 0 | 2.0798e-06 | 0.00010214 | 0.00095938 | 0.0040202 | 0.01061 | 0.020989 | 0.021921 | 0.072006 | 0.29906 | 0.32283 | 0.24749 | 0 | 0 | 0 | 0.00045306
3C | 2000-2499 | 1940s | 0 | 2.0798e-06 | 0.00010214 | 0.00095938 | 0.0040202 | 0.01061 | 0.020989 | 0.021921 | 0.072006 | 0.29906 | 0.32283 | 0.24749 | 0 | 0 | 0 | 0.00015034
4A | 2000-2499 | 1940s | 0 | 2.0798e-06 | 0.00010214 | 0.00095938 | 0.0040202 | 0.01061 | 0.020989 | 0.021921 | 0.072006 | 0.29906 | 0.32283 | 0.24749 | 0 | 0 | 0 | 0.0012044
4B | 2000-2499 | 1940s | 0 | 2.0798e-06 | 0.00010214 | 0.00095938 | 0.0040202 | 0.01061 | 0.020989 | 0.021921 | 0.072006 | 0.29906 | 0.32283 | 0.24749 | 0 | 0 | 0 | 4.0333e-05
4C | 2000-2499 | 1940s | 0 | 2.0798e-06 | 0.00010214 | 0.00095938 | 0.0040202 | 0.01061 | 0.020989 | 0.021921 | 0.072006 | 0.29906 | 0.32283 | 0.24749 | 0 | 0 | 0 | 0.00013601
5A | 2000-2499 | 1940s | 0 | 2.0798e-06 | 0.00010214 | 0.00095938 | 0.0040202 | 0.01061 | 0.020989 | 0.021921 | 0.072006 | 0.29906 | 0.32283 | 0.24749 | 0 | 0 | 0 | 0.0016577
5B | 2000-2499 | 1940s | 0 | 2.0798e-06 | 0.00010214 | 0.00095938 | 0.0040202 | 0.01061 | 0.020989 | 0.021921 | 0.072006 | 0.29906 | 0.32283 | 0.24749 | 0 | 0 | 0 | 0.00016907
6A | 2000-2499 | 1940s | 0 | 2.0798e-06 | 0.00010214 | 0.00095938 | 0.0040202 | 0.01061 | 0.020989 | 0.021921 | 0.072006 | 0.29906 | 0.32283 | 0.24749 | 0 | 0 | 0 | 0.00039667
6B | 2000-2499 | 1940s | 0 | 2.0798e-06 | 0.00010214 | 0.00095938 | 0.0040202 | 0.01061 | 0.020989 | 0.021921 | 0.072006 | 0.29906 | 0.32283 | 0.24749 | 0 | 0 | 0 | 5.2121e-05
7A | 2000-2499 | 1940s | 0 | 2.0798e-06 | 0.00010214 | 0.00095938 | 0.0040202 | 0.01061 | 0.020989 | 0.021921 | 0.072006 | 0.29906 | 0.32283 | 0.24749 | 0 | 0 | 0 | 6.4091e-05
7B | 2000-2499 | 1940s | 0 | 2.0798e-06 | 0.00010214 | 0.00095938 | 0.0040202 | 0.01061 | 0.020989 | 0.021921 | 0.072006 | 0.29906 | 0.32283 | 0.24749 | 0 | 0 | 0 | 3.7895e-06
1A | 2500-2999 | 1940s | 0 | 2.0798e-06 | 0.00010214 | 0.00095938 | 0.0040202 | 0.01061 | 0.020989 | 0.021921 | 0.072006 | 0.29906 | 0.32283 | 0.24749 | 0 | 0 | 0 | 1.7086e-05
2A | 2500-2999 | 1940s | 0 | 2.0798e-06 | 0.00010214 | 0.00095938 | 0.0040202 | 0.01061 | 0.020989 | 0.021921 | 0.072006 | 0.29906 | 0.32283 | 0.24749 | 0 | 0 | 0 | 0.0001113
2B | 2500-2999 | 1940s | 2.2222e-08 | 2.0798e-06 | 0.00010214 | 0.00095938 | 0.0040202 | 0.01061 | 0.020989 | 0.021921 | 0.072006 | 0.29906 | 0.32283 | 0.24749 | 0 | 0 | 0 | 7.6244e-06
3A | 2500-2999 | 1940s | 0 | 2.0798e-06 | 0.00010214 | 0.00095938 | 0.0040202 | 0.01061 | 0.020989 | 0.021921 | 0.072006 | 0.29906 | 0.32283 | 0.24749 | 0 | 0 | 0 | 0.00016104
3B | 2500-2999 | 1940s | 2.2222e-08 | 2.0798e-06 | 0.00010214 | 0.00095938 | 0.0040202 | 0.01061 | 0.020989 | 0.021921 | 0.072006 | 0.29906 | 0.32283 | 0.24749 | 0 | 0 | 0 | 0.00013598
3C | 2500-2999 | 1940s | 0 | 2.0798e-06 | 0.00010214 | 0.00095938 | 0.0040202 | 0.01061 | 0.020989 | 0.021921 | 0.072006 | 0.29906 | 0.32283 | 0.24749 | 0 | 0 | 0 | 5.0018e-05
4A | 2500-2999 | 1940s | 0 | 2.0798e-06 | 0.00010214 | 0.00095938 | 0.0040202 | 0.01061 | 0.020989 | 0.021921 | 0.072006 | 0.29906 | 0.32283 | 0.24749 | 0 | 0 | 0 | 0.00051827
4B | 2500-2999 | 1940s | 1.1111e-08 | 2.0798e-06 | 0.00010214 | 0.00095938 | 0.0040202 | 0.01061 | 0.020989 | 0.021921 | 0.072006 | 0.29906 | 0.32283 | 0.24749 | 0 | 0 | 0 | 1.365e-05
4C | 2500-2999 | 1940s | 0 | 2.0798e-06 | 0.00010214 | 0.00095938 | 0.0040202 | 0.01061 | 0.020989 | 0.021921 | 0.072006 | 0.29906 | 0.32283 | 0.24749 | 0 | 0 | 0 | 5.4231e-05
5A | 2500-2999 | 1940s | 0 | 2.0798e-06 | 0.00010214 | 0.00095938 | 0.0040202 | 0.01061 | 0.020989 | 0.021921 | 0.072006 | 0.29906 | 0.32283 | 0.24749 | 0 | 0 | 0 | 0.00052352
5B | 2500-2999 | 1940s | 1.1111e-08 | 2.0798e-06 | 0.00010214 | 0.00095938 | 0.0040202 | 0.01061 | 0.020989 | 0.021921 | 0.072006 | 0.29906 | 0.32283 | 0.24749 | 0 | 0 | 0 | 5.3574e-05
6A | 2500-2999 | 1940s | 1.1111e-08 | 2.0798e-06 | 0.00010214 | 0.00095938 | 0.0040202 | 0.01061 | 0.020989 | 0.021921 | 0.072006 | 0.29906 | 0.32283 | 0.24749 | 0 | 0 | 0 | 0.0001689
6B | 2500-2999 | 1940s | 7.4074e-09 | 2.0798e-06 | 0.00010214 | 0.00095938 | 0.0040202 | 0.01061 | 0.020989 | 0.021921 | 0.072006 | 0.29906 | 0.32283 | 0.24749 | 0 | 0 | 0 | 2.6814e-05
7A | 2500-2999 | 1940s | 1.1111e-08 | 2.0798e-06 | 0.00010214 | 0.00095938 | 0.0040202 | 0.01061 | 0.020989 | 0.021921 | 0.072006 | 0.29906 | 0.32283 | 0.24749 | 0 | 0 | 0 | 3.317e-05
7B | 2500-2999 | 1940s | 7.4074e-09 | 2.0798e-06 | 0.00010214 | 0.00095938 | 0.0040202 | 0.01061 | 0.020989 | 0.021921 | 0.072006 | 0.29906 | 0.32283 | 0.24749 | 0 | 0 | 0 | 1.7503e-06
1A | 3000-3999 | 1940s | 0 | 2.0798e-06 | 0.00010214 | 0.00095938 | 0.0040202 | 0.01061 | 0.020989 | 0.021921 | 0.072006 | 0.29906 | 0.32283 | 0.24749 | 0 | 0 | 0 | 1.8605e-05
2A | 3000-3999 | 1940s | 0 | 2.0798e-06 | 0.00010214 | 0.00095938 | 0.0040202 | 0.01061 | 0.020989 | 0.021921 | 0.072006 | 0.29906 | 0.32283 | 0.24749 | 0 | 0 | 0 | 7.2949e-05
2B | 3000-3999 | 1940s | 1.1111e-07 | 2.0798e-06 | 0.00010214 | 0.00095938 | 0.0040202 | 0.01061 | 0.020989 | 0.021921 | 0.072006 | 0.29906 | 0.32283 | 0.24749 | 0 | 0 | 0 | 7.0103e-06
3A | 3000-3999 | 1940s | 0 | 2.0798e-06 | 0.00010214 | 0.00095938 | 0.0040202 | 0.01061 | 0.020989 | 0.021921 | 0.072006 | 0.29906 | 0.32283 | 0.24749 | 0 | 0 | 0 | 0.00013353
3B | 3000-3999 | 1940s | 1.1111e-07 | 2.0798e-06 | 0.00010214 | 0.00095938 | 0.0040202 | 0.01061 | 0.020989 | 0.021921 | 0.072006 | 0.29906 | 0.32283 | 0.24749 | 0 | 0 | 0 | 0.00010739
3C | 3000-3999 | 1940s | 2.5926e-08 | 2.0798e-06 | 0.00010214 | 0.00095938 | 0.0040202 | 0.01061 | 0.020989 | 0.021921 | 0.072006 | 0.29906 | 0.32283 | 0.24749 | 0 | 0 | 0 | 4.2225e-05
4A | 3000-3999 | 1940s | 0 | 2.0798e-06 | 0.00010214 | 0.00095938 | 0.0040202 | 0.01061 | 0.020989 | 0.021921 | 0.072006 | 0.29906 | 0.32283 | 0.24749 | 0 | 0 | 0 | 0.00036566
4B | 3000-3999 | 1940s | 6.6667e-08 | 2.0798e-06 | 0.00010214 | 0.00095938 | 0.0040202 | 0.01061 | 0.020989 | 0.021921 | 0.072006 | 0.29906 | 0.32283 | 0.24749 | 0 | 0 | 0 | 9.6672e-06
4C | 3000-3999 | 1940s | 0 | 2.0798e-06 | 0.00010214 | 0.00095938 | 0.0040202 | 0.01061 | 0.020989 | 0.021921 | 0.072006 | 0.29906 | 0.32283 | 0.24749 | 0 | 0 | 0 | 3.4009e-05
5A | 3000-3999 | 1940s | 7.4074e-09 | 2.0798e-06 | 0.00010214 | 0.00095938 | 0.0040202 | 0.01061 | 0.020989 | 0.021921 | 0.072006 | 0.29906 | 0.32283 | 0.24749 | 0 | 0 | 0 | 0.00038288
5B | 3000-3999 | 1940s | 6.6667e-08 | 2.0798e-06 | 0.00010214 | 0.00095938 | 0.0040202 | 0.01061 | 0.020989 | 0.021921 | 0.072006 | 0.29906 | 0.32283 | 0.24749 | 0 | 0 | 0 | 4.185e-05
6A | 3000-3999 | 1940s | 5.9259e-08 | 2.0798e-06 | 0.00010214 | 0.00095938 | 0.0040202 | 0.01061 | 0.020989 | 0.021921 | 0.072006 | 0.29906 | 0.32283 | 0.24749 | 0 | 0 | 0 | 0.00011239
6B | 3000-3999 | 1940s | 4.0741e-08 | 2.0798e-06 | 0.00010214 | 0.00095938 | 0.0040202 | 0.01061 | 0.020989 | 0.021921 | 0.072006 | 0.29906 | 0.32283 | 0.24749 | 0 | 0 | 0 | 1.5581e-05
7A | 3000-3999 | 1940s | 5.9259e-08 | 2.0798e-06 | 0.00010214 | 0.00095938 | 0.0040202 | 0.01061 | 0.020989 | 0.021921 | 0.072006 | 0.29906 | 0.32283 | 0.24749 | 0 | 0 | 0 | 1.9315e-05
7B | 3000-3999 | 1940s | 4.0741e-08 | 2.0798e-06 | 0.00010214 | 0.00095938 | 0.0040202 | 0.01061 | 0.020989 | 0.021921 | 0.072006 | 0.29906 | 0.32283 | 0.24749 | 0 | 0 | 0 | 1.1711e-06
1A | 4000+ | 1940s | 3.7056e-05 | 2.0798e-06 | 0.00010214 | 0.00095938 | 0.0040202 | 0.01061 | 0.020989 | 0.021921 | 0.072006 | 0.29906 | 0.32283 | 0.24749 | 0 | 0 | 0 | 8.4194e-06
2A | 4000+ | 1940s | 3.7056e-05 | 2.0798e-06 | 0.00010214 | 0.00095938 | 0.0040202 | 0.01061 | 0.020989 | 0.021921 | 0.072006 | 0.29906 | 0.32283 | 0.24749 | 0 | 0 | 0 | 4.4122e-05
2B | 4000+ | 1940s | 0.00097291 | 2.0798e-06 | 0.00010214 | 0.00095938 | 0.0040202 | 0.01061 | 0.020989 | 0.021921 | 0.072006 | 0.29906 | 0.32283 | 0.24749 | 0 | 0 | 0 | 2.2459e-06
3A | 4000+ | 1940s | 0.00021776 | 2.0798e-06 | 0.00010214 | 0.00095938 | 0.0040202 | 0.01061 | 0.020989 | 0.021921 | 0.072006 | 0.29906 | 0.32283 | 0.24749 | 0 | 0 | 0 | 7.5747e-05
3B | 4000+ | 1940s | 0.00097291 | 2.0798e-06 | 0.00010214 | 0.00095938 | 0.0040202 | 0.01061 | 0.020989 | 0.021921 | 0.072006 | 0.29906 | 0.32283 | 0.24749 | 0 | 0 | 0 | 6.2341e-05
3C | 4000+ | 1940s | 0.00065352 | 2.0798e-06 | 0.00010214 | 0.00095938 | 0.0040202 | 0.01061 | 0.020989 | 0.021921 | 0.072006 | 0.29906 | 0.32283 | 0.24749 | 0 | 0 | 0 | 2.3069e-05
4A | 4000+ | 1940s | 0.00013227 | 2.0798e-06 | 0.00010214 | 0.00095938 | 0.0040202 | 0.01061 | 0.020989 | 0.021921 | 0.072006 | 0.29906 | 0.32283 | 0.24749 | 0 | 0 | 0 | 0.00025183
4B | 4000+ | 1940s | 0.00084249 | 2.0798e-06 | 0.00010214 | 0.00095938 | 0.0040202 | 0.01061 | 0.020989 | 0.021921 | 0.072006 | 0.29906 | 0.32283 | 0.24749 | 0 | 0 | 0 | 3.1361e-06
4C | 4000+ | 1940s | 0.00021038 | 2.0798e-06 | 0.00010214 | 0.00095938 | 0.0040202 | 0.01061 | 0.020989 | 0.021921 | 0.072006 | 0.29906 | 0.32283 | 0.24749 | 0 | 0 | 0 | 2.1543e-05
5A | 4000+ | 1940s | 0.00049268 | 2.0798e-06 | 0.00010214 | 0.00095938 | 0.0040202 | 0.01061 | 0.020989 | 0.021921 | 0.072006 | 0.29906 | 0.32283 | 0.24749 | 0 | 0 | 0 | 0.00021454
5B | 4000+ | 1940s | 0.00084249 | 2.0798e-06 | 0.00010214 | 0.00095938 | 0.0040202 | 0.01061 | 0.020989 | 0.021921 | 0.072006 | 0.29906 | 0.32283 | 0.24749 | 0 | 0 | 0 | 1.071e-05
6A | 4000+ | 1940s | 0.00082824 | 2.0798e-06 | 0.00010214 | 0.00095938 | 0.0040202 | 0.01061 | 0.020989 | 0.021921 | 0.072006 | 0.29906 | 0.32283 | 0.24749 | 0 | 0 | 0 | 7.3782e-05
6B | 4000+ | 1940s | 0.0007568 | 2.0798e-06 | 0.00010214 | 0.00095938 | 0.0040202 | 0.01061 | 0.020989 | 0.021921 | 0.072006 | 0.29906 | 0.32283 | 0.24749 | 0 | 0 | 0 | 8.2116e-07
7A | 4000+ | 1940s | 0.00082824 | 2.0798e-06 | 0.00010214 | 0.00095938 | 0.0040202 | 0.01061 | 0.020989 | 0.021921 | 0.072006 | 0.29906 | 0.32283 | 0.24749 | 0 | 0 | 0 | 1.2895e-05
7B | 4000+ | 1940s | 0.0007568 | 2.0798e-06 | 0.00010214 | 0.00095938 | 0.0040202 | 0.01061 | 0.020989 | 0.021921 | 0.072006 | 0.29906 | 0.32283 | 0.24749 | 0 | 0 | 0 | 2.4152e-08
1A | 500-749 | 1940s | 0 | 2.0798e-06 | 0.00010214 | 0.00095938 | 0.0040202 | 0.01061 | 0.020989 | 0.021921 | 0.072006 | 0.29906 | 0.32283 | 0.24749 | 0 | 0 | 0 | 4.8971e-05
2A | 500-749 | 1940s | 0 | 2.0798e-06 | 0.00010214 | 0.00095938 | 0.0040202 | 0.01061 | 0.020989 | 0.021921 | 0.072006 | 0.29906 | 0.32283 | 0.24749 | 0 | 0 | 0 | 0.00020868
2B | 500-749 | 1940s | 0 | 2.0798e-06 | 0.00010214 | 0.00095938 | 0.0040202 | 0.01061 | 0.020989 | 0.021921 | 0.072006 | 0.29906 | 0.32283 | 0.24749 | 0 | 0 | 0 | 2.7266e-05
3A | 500-749 | 1940s | 0 | 2.0798e-06 | 0.00010214 | 0.00095938 | 0.0040202 | 0.01061 | 0.020989 | 0.021921 | 0.072006 | 0.29906 | 0.32283 | 0.24749 | 0 | 0 | 0 | 0.00028367
3B | 500-749 | 1940s | 0 | 2.0798e-06 | 0.00010214 | 0.00095938 | 0.0040202 | 0.01061 | 0.020989 | 0.021921 | 0.072006 | 0.29906 | 0.32283 | 0.24749 | 0 | 0 | 0 | 0.0005148
3C | 500-749 | 1940s | 0 | 2.0798e-06 | 0.00010214 | 0.00095938 | 0.0040202 | 0.01061 | 0.020989 | 0.021921 | 0.072006 | 0.29906 | 0.32283 | 0.24749 | 0 | 0 | 0 | 0.0001245
4A | 500-749 | 1940s | 0 | 2.0798e-06 | 0.00010214 | 0.00095938 | 0.0040202 | 0.01061 | 0.020989 | 0.021921 | 0.072006 | 0.29906 | 0.32283 | 0.24749 | 0 | 0 | 0 | 0.0013766
4B | 500-749 | 1940s | 0 | 2.0798e-06 | 0.00010214 | 0.00095938 | 0.0040202 | 0.01061 | 0.020989 | 0.021921 | 0.072006 | 0.29906 | 0.32283 | 0.24749 | 0 | 0 | 0 | 2.4472e-05
4C | 500-749 | 1940s | 0 | 2.0798e-06 | 0.00010214 | 0.00095938 | 0.0040202 | 0.01061 | 0.020989 | 0.021921 | 0.072006 | 0.29906 | 0.32283 | 0.24749 | 0 | 0 | 0 | 0.00011096
5A | 500-749 | 1940s | 0 | 2.0798e-06 | 0.00010214 | 0.00095938 | 0.0040202 | 0.01061 | 0.020989 | 0.021921 | 0.072006 | 0.29906 | 0.32283 | 0.24749 | 0 | 0 | 0 | 0.0011592
5B | 500-749 | 1940s | 0 | 2.0798e-06 | 0.00010214 | 0.00095938 | 0.0040202 | 0.01061 | 0.020989 | 0.021921 | 0.072006 | 0.29906 | 0.32283 | 0.24749 | 0 | 0 | 0 | 0.0001017
6A | 500-749 | 1940s | 0 | 2.0798e-06 | 0.00010214 | 0.00095938 | 0.0040202 | 0.01061 | 0.020989 | 0.021921 | 0.072006 | 0.29906 | 0.32283 | 0.24749 | 0 | 0 | 0 | 0.00018074
6B | 500-749 | 1940s | 0 | 2.0798e-06 | 0.00010214 | 0.00095938 | 0.0040202 | 0.01061 | 0.020989 | 0.021921 | 0.072006 | 0.29906 | 0.32283 | 0.24749 | 0 | 0 | 0 | 2.0772e-05
7A | 500-749 | 1940s | 0 | 2.0798e-06 | 0.00010214 | 0.00095938 | 0.0040202 | 0.01061 | 0.020989 | 0.021921 | 0.072006 | 0.29906 | 0.32283 | 0.24749 | 0 | 0 | 0 | 2.0771e-05
7B | 500-749 | 1940s | 0 | 2.0798e-06 | 0.00010214 | 0.00095938 | 0.0040202 | 0.01061 | 0.020989 | 0.021921 | 0.072006 | 0.29906 | 0.32283 | 0.24749 | 0 | 0 | 0 | 1.1366e-06
1A | 750-999 | 1940s | 0 | 2.0798e-06 | 0.00010214 | 0.00095938 | 0.0040202 | 0.01061 | 0.020989 | 0.021921 | 0.072006 | 0.29906 | 0.32283 | 0.24749 | 0 | 0 | 0 | 0.00010715
2A | 750-999 | 1940s | 0 | 2.0798e-06 | 0.00010214 | 0.00095938 | 0.0040202 | 0.01061 | 0.020989 | 0.021921 | 0.072006 | 0.29906 | 0.32283 | 0.24749 | 0 | 0 | 0 | 0.00050064
2B | 750-999 | 1940s | 0 | 2.0798e-06 | 0.00010214 | 0.00095938 | 0.0040202 | 0.01061 | 0.020989 | 0.021921 | 0.072006 | 0.29906 | 0.32283 | 0.24749 | 0 | 0 | 0 | 5.4428e-05
3A | 750-999 | 1940s | 0 | 2.0798e-06 | 0.00010214 | 0.00095938 | 0.0040202 | 0.01061 | 0.020989 | 0.021921 | 0.072006 | 0.29906 | 0.32283 | 0.24749 | 0 | 0 | 0 | 0.00077382
3B | 750-999 | 1940s | 0 | 2.0798e-06 | 0.00010214 | 0.00095938 | 0.0040202 | 0.01061 | 0.020989 | 0.021921 | 0.072006 | 0.29906 | 0.32283 | 0.24749 | 0 | 0 | 0 | 0.00078396
3C | 750-999 | 1940s | 0 | 2.0798e-06 | 0.00010214 | 0.00095938 | 0.0040202 | 0.01061 | 0.020989 | 0.021921 | 0.072006 | 0.29906 | 0.32283 | 0.24749 | 0 | 0 | 0 | 0.00019823
4A | 750-999 | 1940s | 0 | 2.0798e-06 | 0.00010214 | 0.00095938 | 0.0040202 | 0.01061 | 0.020989 | 0.021921 | 0.072006 | 0.29906 | 0.32283 | 0.24749 | 0 | 0 | 0 | 0.0024335
4B | 750-999 | 1940s | 0 | 2.0798e-06 | 0.00010214 | 0.00095938 | 0.0040202 | 0.01061 | 0.020989 | 0.021921 | 0.072006 | 0.29906 | 0.32283 | 0.24749 | 0 | 0 | 0 | 5.3552e-05
4C | 750-999 | 1940s | 0 | 2.0798e-06 | 0.00010214 | 0.00095938 | 0.0040202 | 0.01061 | 0.020989 | 0.021921 | 0.072006 | 0.29906 | 0.32283 | 0.24749 | 0 | 0 | 0 | 0.00017395
5A | 750-999 | 1940s | 0 | 2.0798e-06 | 0.00010214 | 0.00095938 | 0.0040202 | 0.01061 | 0.020989 | 0.021921 | 0.072006 | 0.29906 | 0.32283 | 0.24749 | 0 | 0 | 0 | 0.0025083
5B | 750-999 | 1940s | 0 | 2.0798e-06 | 0.00010214 | 0.00095938 | 0.0040202 | 0.01061 | 0.020989 | 0.021921 | 0.072006 | 0.29906 | 0.32283 | 0.24749 | 0 | 0 | 0 | 0.00019502
6A | 750-999 | 1940s | 0 | 2.0798e-06 | 0.00010214 | 0.00095938 | 0.0040202 | 0.01061 | 0.020989 | 0.021921 | 0.072006 | 0.29906 | 0.32283 | 0.24749 | 0 | 0 | 0 | 0.00047243
6B | 750-999 | 1940s | 0 | 2.0798e-06 | 0.00010214 | 0.00095938 | 0.0040202 | 0.01061 | 0.020989 | 0.021921 | 0.072006 | 0.29906 | 0.32283 | 0.24749 | 0 | 0 | 0 | 6.1958e-05
7A | 750-999 | 1940s | 0 | 2.0798e-06 | 0.00010214 | 0.00095938 | 0.0040202 | 0.01061 | 0.020989 | 0.021921 | 0.072006 | 0.29906 | 0.32283 | 0.24749 | 0 | 0 | 0 | 6.2293e-05
7B | 750-999 | 1940s | 0 | 2.0798e-06 | 0.00010214 | 0.00095938 | 0.0040202 | 0.01061 | 0.020989 | 0.021921 | 0.072006 | 0.29906 | 0.32283 | 0.24749 | 0 | 0 | 0 | 4.0405e-06
1A | 0-499 | 1950s | 0 | 1.8031e-06 | 8.855e-05 | 0.00083176 | 0.0034854 | 0.0091988 | 0.018197 | 0.020727 | 0.069153 | 0.29509 | 0.32716 | 0.25606 | 0 | 0 | 0 | 4.5096e-05
2A | 0-499 | 1950s | 0 | 1.8031e-06 | 8.855e-05 | 0.00083176 | 0.0034854 | 0.0091988 | 0.018197 | 0.020727 | 0.069153 | 0.29509 | 0.32716 | 0.25606 | 0 | 0 | 0 | 0.00016414
2B | 0-499 | 1950s | 0 | 1.8031e-06 | 8.855e-05 | 0.00083176 | 0.0034854 | 0.0091988 | 0.018197 | 0.020727 | 0.069153 | 0.29509 | 0.32716 | 0.25606 | 0 | 0 | 0 | 3.4552e-05
3A | 0-499 | 1950s | 0 | 1.8031e-06 | 8.855e-05 | 0.00083176 | 0.0034854 | 0.0091988 | 0.018197 | 0.020727 | 0.069153 | 0.29509 | 0.32716 | 0.25606 | 0 | 0 | 0 | 0.00020413
3B | 0-499 | 1950s | 0 | 1.8031e-06 | 8.855e-05 | 0.00083176 | 0.0034854 | 0.0091988 | 0.018197 | 0.020727 | 0.069153 | 0.29509 | 0.32716 | 0.25606 | 0 | 0 | 0 | 0.00055493
3C | 0-499 | 1950s | 0 | 1.8031e-06 | 8.855e-05 | 0.00083176 | 0.0034854 | 0.0091988 | 0.018197 | 0.020727 | 0.069153 | 0.29509 | 0.32716 | 0.25606 | 0 | 0 | 0 | 0.00013197
4A | 0-499 | 1950s | 0 | 1.8031e-06 | 8.855e-05 | 0.00083176 | 0.0034854 | 0.0091988 | 0.018197 | 0.020727 | 0.069153 | 0.29509 | 0.32716 | 0.25606 | 0 | 0 | 0 | 0.00085196
4B | 0-499 | 1950s | 0 | 1.8031e-06 | 8.855e-05 | 0.00083176 | 0.0034854 | 0.0091988 | 0.018197 | 0.020727 | 0.069153 | 0.29509 | 0.32716 | 0.25606 | 0 | 0 | 0 | 1.8758e-05
4C | 0-499 | 1950s | 0 | 1.8031e-06 | 8.855e-05 | 0.00083176 | 0.0034854 | 0.0091988 | 0.018197 | 0.020727 | 0.069153 | 0.29509 | 0.32716 | 0.25606 | 0 | 0 | 0 | 7.9341e-05
5A | 0-499 | 1950s | 0 | 1.8031e-06 | 8.855e-05 | 0.00083176 | 0.0034854 | 0.0091988 | 0.018197 | 0.020727 | 0.069153 | 0.29509 | 0.32716 | 0.25606 | 0 | 0 | 0 | 0.00070747
5B | 0-499 | 1950s | 0 | 1.8031e-06 | 8.855e-05 | 0.00083176 | 0.0034854 | 0.0091988 | 0.018197 | 0.020727 | 0.069153 | 0.29509 | 0.32716 | 0.25606 | 0 | 0 | 0 | 9.1704e-05
6A | 0-499 | 1950s | 0 | 1.8031e-06 | 8.855e-05 | 0.00083176 | 0.0034854 | 0.0091988 | 0.018197 | 0.020727 | 0.069153 | 0.29509 | 0.32716 | 0.25606 | 0 | 0 | 0 | 0.00015322
6B | 0-499 | 1950s | 0 | 1.8031e-06 | 8.855e-05 | 0.00083176 | 0.0034854 | 0.0091988 | 0.018197 | 0.020727 | 0.069153 | 0.29509 | 0.32716 | 0.25606 | 0 | 0 | 0 | 1.5051e-05
7A | 0-499 | 1950s | 0 | 1.8031e-06 | 8.855e-05 | 0.00083176 | 0.0034854 | 0.0091988 | 0.018197 | 0.020727 | 0.069153 | 0.29509 | 0.32716 | 0.25606 | 0 | 0 | 0 | 1.5434e-05
7B | 0-499 | 1950s | 0 | 1.8031e-06 | 8.855e-05 | 0.00083176 | 0.0034854 | 0.0091988 | 0.018197 | 0.020727 | 0.069153 | 0.29509 | 0.32716 | 0.25606 | 0 | 0 | 0 | 6.7497e-07
1A | 1000-1499 | 1950s | 0 | 1.8031e-06 | 8.855e-05 | 0.00083176 | 0.0034854 | 0.0091988 | 0.018197 | 0.020727 | 0.069153 | 0.29509 | 0.32716 | 0.25606 | 0 | 0 | 0 | 0.0004802
2A | 1000-1499 | 1950s | 0 | 1.8031e-06 | 8.855e-05 | 0.00083176 | 0.0034854 | 0.0091988 | 0.018197 | 0.020727 | 0.069153 | 0.29509 | 0.32716 | 0.25606 | 0 | 0 | 0 | 0.0027254
2B | 1000-1499 | 1950s | 0 | 1.8031e-06 | 8.855e-05 | 0.00083176 | 0.0034854 | 0.0091988 | 0.018197 | 0.020727 | 0.069153 | 0.29509 | 0.32716 | 0.25606 | 0 | 0 | 0 | 0.00042603
3A | 1000-1499 | 1950s | 0 | 1.8031e-06 | 8.855e-05 | 0.00083176 | 0.0034854 | 0.0091988 | 0.018197 | 0.020727 | 0.069153 | 0.29509 | 0.32716 | 0.25606 | 0 | 0 | 0 | 0.0037486
3B | 1000-1499 | 1950s | 0 | 1.8031e-06 | 8.855e-05 | 0.00083176 | 0.0034854 | 0.0091988 | 0.018197 | 0.020727 | 0.069153 | 0.29509 | 0.32716 | 0.25606 | 0 | 0 | 0 | 0.0044565
3C | 1000-1499 | 1950s | 0 | 1.8031e-06 | 8.855e-05 | 0.00083176 | 0.0034854 | 0.0091988 | 0.018197 | 0.020727 | 0.069153 | 0.29509 | 0.32716 | 0.25606 | 0 | 0 | 0 | 0.0011107
4A | 1000-1499 | 1950s | 0 | 1.8031e-06 | 8.855e-05 | 0.00083176 | 0.0034854 | 0.0091988 | 0.018197 | 0.020727 | 0.069153 | 0.29509 | 0.32716 | 0.25606 | 0 | 0 | 0 | 0.0074506
4B | 1000-1499 | 1950s | 0 | 1.8031e-06 | 8.855e-05 | 0.00083176 | 0.0034854 | 0.0091988 | 0.018197 | 0.020727 | 0.069153 | 0.29509 | 0.32716 | 0.25606 | 0 | 0 | 0 | 0.00029107
4C | 1000-1499 | 1950s | 0 | 1.8031e-06 | 8.855e-05 | 0.00083176 | 0.0034854 | 0.0091988 | 0.018197 | 0.020727 | 0.069153 | 0.29509 | 0.32716 | 0.25606 | 0 | 0 | 0 | 0.00079539
5A | 1000-1499 | 1950s | 0 | 1.8031e-06 | 8.855e-05 | 0.00083176 | 0.0034854 | 0.0091988 | 0.018197 | 0.020727 | 0.069153 | 0.29509 | 0.32716 | 0.25606 | 0 | 0 | 0 | 0.0095929
5B | 1000-1499 | 1950s | 0 | 1.8031e-06 | 8.855e-05 | 0.00083176 | 0.0034854 | 0.0091988 | 0.018197 | 0.020727 | 0.069153 | 0.29509 | 0.32716 | 0.25606 | 0 | 0 | 0 | 0.00096981
6A | 1000-1499 | 1950s | 0 | 1.8031e-06 | 8.855e-05 | 0.00083176 | 0.0034854 | 0.0091988 | 0.018197 | 0.020727 | 0.069153 | 0.29509 | 0.32716 | 0.25606 | 0 | 0 | 0 | 0.0018677
6B | 1000-1499 | 1950s | 0 | 1.8031e-06 | 8.855e-05 | 0.00083176 | 0.0034854 | 0.0091988 | 0.018197 | 0.020727 | 0.069153 | 0.29509 | 0.32716 | 0.25606 | 0 | 0 | 0 | 0.00018923
7A | 1000-1499 | 1950s | 0 | 1.8031e-06 | 8.855e-05 | 0.00083176 | 0.0034854 | 0.0091988 | 0.018197 | 0.020727 | 0.069153 | 0.29509 | 0.32716 | 0.25606 | 0 | 0 | 0 | 0.00021498
7B | 1000-1499 | 1950s | 0 | 1.8031e-06 | 8.855e-05 | 0.00083176 | 0.0034854 | 0.0091988 | 0.018197 | 0.020727 | 0.069153 | 0.29509 | 0.32716 | 0.25606 | 0 | 0 | 0 | 1.0922e-05
1A | 1500-1999 | 1950s | 0 | 1.8031e-06 | 8.855e-05 | 0.00083176 | 0.0034854 | 0.0091988 | 0.018197 | 0.020727 | 0.069153 | 0.29509 | 0.32716 | 0.25606 | 0 | 0 | 0 | 0.00030197
2A | 1500-1999 | 1950s | 0 | 1.8031e-06 | 8.855e-05 | 0.00083176 | 0.0034854 | 0.0091988 | 0.018197 | 0.020727 | 0.069153 | 0.29509 | 0.32716 | 0.25606 | 0 | 0 | 0 | 0.0016726
2B | 1500-1999 | 1950s | 0 | 1.8031e-06 | 8.855e-05 | 0.00083176 | 0.0034854 | 0.0091988 | 0.018197 | 0.020727 | 0.069153 | 0.29509 | 0.32716 | 0.25606 | 0 | 0 | 0 | 0.00023648
3A | 1500-1999 | 1950s | 0 | 1.8031e-06 | 8.855e-05 | 0.00083176 | 0.0034854 | 0.0091988 | 0.018197 | 0.020727 | 0.069153 | 0.29509 | 0.32716 | 0.25606 | 0 | 0 | 0 | 0.002291
3B | 1500-1999 | 1950s | 0 | 1.8031e-06 | 8.855e-05 | 0.00083176 | 0.0034854 | 0.0091988 | 0.018197 | 0.020727 | 0.069153 | 0.29509 | 0.32716 | 0.25606 | 0 | 0 | 0 | 0.0021827
3C | 1500-1999 | 1950s | 0 | 1.8031e-06 | 8.855e-05 | 0.00083176 | 0.0034854 | 0.0091988 | 0.018197 | 0.020727 | 0.069153 | 0.29509 | 0.32716 | 0.25606 | 0 | 0 | 0 | 0.00055863
4A | 1500-1999 | 1950s | 0 | 1.8031e-06 | 8.855e-05 | 0.00083176 | 0.0034854 | 0.0091988 | 0.018197 | 0.020727 | 0.069153 | 0.29509 | 0.32716 | 0.25606 | 0 | 0 | 0 | 0.0051686
4B | 1500-1999 | 1950s | 0 | 1.8031e-06 | 8.855e-05 | 0.00083176 | 0.0034854 | 0.0091988 | 0.018197 | 0.020727 | 0.069153 | 0.29509 | 0.32716 | 0.25606 | 0 | 0 | 0 | 0.00018429
4C | 1500-1999 | 1950s | 0 | 1.8031e-06 | 8.855e-05 | 0.00083176 | 0.0034854 | 0.0091988 | 0.018197 | 0.020727 | 0.069153 | 0.29509 | 0.32716 | 0.25606 | 0 | 0 | 0 | 0.00042996
5A | 1500-1999 | 1950s | 0 | 1.8031e-06 | 8.855e-05 | 0.00083176 | 0.0034854 | 0.0091988 | 0.018197 | 0.020727 | 0.069153 | 0.29509 | 0.32716 | 0.25606 | 0 | 0 | 0 | 0.0065128
5B | 1500-1999 | 1950s | 0 | 1.8031e-06 | 8.855e-05 | 0.00083176 | 0.0034854 | 0.0091988 | 0.018197 | 0.020727 | 0.069153 | 0.29509 | 0.32716 | 0.25606 | 0 | 0 | 0 | 0.00055287
6A | 1500-1999 | 1950s | 0 | 1.8031e-06 | 8.855e-05 | 0.00083176 | 0.0034854 | 0.0091988 | 0.018197 | 0.020727 | 0.069153 | 0.29509 | 0.32716 | 0.25606 | 0 | 0 | 0 | 0.0012768
6B | 1500-1999 | 1950s | 0 | 1.8031e-06 | 8.855e-05 | 0.00083176 | 0.0034854 | 0.0091988 | 0.018197 | 0.020727 | 0.069153 | 0.29509 | 0.32716 | 0.25606 | 0 | 0 | 0 | 0.00021768
7A | 1500-1999 | 1950s | 0 | 1.8031e-06 | 8.855e-05 | 0.00083176 | 0.0034854 | 0.0091988 | 0.018197 | 0.020727 | 0.069153 | 0.29509 | 0.32716 | 0.25606 | 0 | 0 | 0 | 0.00014844
7B | 1500-1999 | 1950s | 0 | 1.8031e-06 | 8.855e-05 | 0.00083176 | 0.0034854 | 0.0091988 | 0.018197 | 0.020727 | 0.069153 | 0.29509 | 0.32716 | 0.25606 | 0 | 0 | 0 | 1.4459e-05
1A | 2000-2499 | 1950s | 0 | 1.8031e-06 | 8.855e-05 | 0.00083176 | 0.0034854 | 0.0091988 | 0.018197 | 0.020727 | 0.069153 | 0.29509 | 0.32716 | 0.25606 | 0 | 0 | 0 | 0.00015381
2A | 2000-2499 | 1950s | 0 | 1.8031e-06 | 8.855e-05 | 0.00083176 | 0.0034854 | 0.0091988 | 0.018197 | 0.020727 | 0.069153 | 0.29509 | 0.32716 | 0.25606 | 0 | 0 | 0 | 0.00081135
2B | 2000-2499 | 1950s | 0 | 1.8031e-06 | 8.855e-05 | 0.00083176 | 0.0034854 | 0.0091988 | 0.018197 | 0.020727 | 0.069153 | 0.29509 | 0.32716 | 0.25606 | 0 | 0 | 0 | 0.00012488
3A | 2000-2499 | 1950s | 0 | 1.8031e-06 | 8.855e-05 | 0.00083176 | 0.0034854 | 0.0091988 | 0.018197 | 0.020727 | 0.069153 | 0.29509 | 0.32716 | 0.25606 | 0 | 0 | 0 | 0.00104
3B | 2000-2499 | 1950s | 0 | 1.8031e-06 | 8.855e-05 | 0.00083176 | 0.0034854 | 0.0091988 | 0.018197 | 0.020727 | 0.069153 | 0.29509 | 0.32716 | 0.25606 | 0 | 0 | 0 | 0.0011582
3C | 2000-2499 | 1950s | 0 | 1.8031e-06 | 8.855e-05 | 0.00083176 | 0.0034854 | 0.0091988 | 0.018197 | 0.020727 | 0.069153 | 0.29509 | 0.32716 | 0.25606 | 0 | 0 | 0 | 0.00034512
4A | 2000-2499 | 1950s | 0 | 1.8031e-06 | 8.855e-05 | 0.00083176 | 0.0034854 | 0.0091988 | 0.018197 | 0.020727 | 0.069153 | 0.29509 | 0.32716 | 0.25606 | 0 | 0 | 0 | 0.0025063
4B | 2000-2499 | 1950s | 0 | 1.8031e-06 | 8.855e-05 | 0.00083176 | 0.0034854 | 0.0091988 | 0.018197 | 0.020727 | 0.069153 | 0.29509 | 0.32716 | 0.25606 | 0 | 0 | 0 | 8.4855e-05
4C | 2000-2499 | 1950s | 0 | 1.8031e-06 | 8.855e-05 | 0.00083176 | 0.0034854 | 0.0091988 | 0.018197 | 0.020727 | 0.069153 | 0.29509 | 0.32716 | 0.25606 | 0 | 0 | 0 | 0.00021804
5A | 2000-2499 | 1950s | 0 | 1.8031e-06 | 8.855e-05 | 0.00083176 | 0.0034854 | 0.0091988 | 0.018197 | 0.020727 | 0.069153 | 0.29509 | 0.32716 | 0.25606 | 0 | 0 | 0 | 0.0037401
5B | 2000-2499 | 1950s | 0 | 1.8031e-06 | 8.855e-05 | 0.00083176 | 0.0034854 | 0.0091988 | 0.018197 | 0.020727 | 0.069153 | 0.29509 | 0.32716 | 0.25606 | 0 | 0 | 0 | 0.00038697
6A | 2000-2499 | 1950s | 0 | 1.8031e-06 | 8.855e-05 | 0.00083176 | 0.0034854 | 0.0091988 | 0.018197 | 0.020727 | 0.069153 | 0.29509 | 0.32716 | 0.25606 | 0 | 0 | 0 | 0.000786
6B | 2000-2499 | 1950s | 0 | 1.8031e-06 | 8.855e-05 | 0.00083176 | 0.0034854 | 0.0091988 | 0.018197 | 0.020727 | 0.069153 | 0.29509 | 0.32716 | 0.25606 | 0 | 0 | 0 | 9.4068e-05
7A | 2000-2499 | 1950s | 0 | 1.8031e-06 | 8.855e-05 | 0.00083176 | 0.0034854 | 0.0091988 | 0.018197 | 0.020727 | 0.069153 | 0.29509 | 0.32716 | 0.25606 | 0 | 0 | 0 | 0.00010361
7B | 2000-2499 | 1950s | 0 | 1.8031e-06 | 8.855e-05 | 0.00083176 | 0.0034854 | 0.0091988 | 0.018197 | 0.020727 | 0.069153 | 0.29509 | 0.32716 | 0.25606 | 0 | 0 | 0 | 6.1135e-06
1A | 2500-2999 | 1950s | 0 | 1.8031e-06 | 8.855e-05 | 0.00083176 | 0.0034854 | 0.0091988 | 0.018197 | 0.020727 | 0.069153 | 0.29509 | 0.32716 | 0.25606 | 0 | 0 | 0 | 6.5172e-05
2A | 2500-2999 | 1950s | 0 | 1.8031e-06 | 8.855e-05 | 0.00083176 | 0.0034854 | 0.0091988 | 0.018197 | 0.020727 | 0.069153 | 0.29509 | 0.32716 | 0.25606 | 0 | 0 | 0 | 0.00032059
2B | 2500-2999 | 1950s | 0 | 1.8031e-06 | 8.855e-05 | 0.00083176 | 0.0034854 | 0.0091988 | 0.018197 | 0.020727 | 0.069153 | 0.29509 | 0.32716 | 0.25606 | 0 | 0 | 0 | 2.6094e-05
3A | 2500-2999 | 1950s | 0 | 1.8031e-06 | 8.855e-05 | 0.00083176 | 0.0034854 | 0.0091988 | 0.018197 | 0.020727 | 0.069153 | 0.29509 | 0.32716 | 0.25606 | 0 | 0 | 0 | 0.00038247
3B | 2500-2999 | 1950s | 0 | 1.8031e-06 | 8.855e-05 | 0.00083176 | 0.0034854 | 0.0091988 | 0.018197 | 0.020727 | 0.069153 | 0.29509 | 0.32716 | 0.25606 | 0 | 0 | 0 | 0.00034615
3C | 2500-2999 | 1950s | 0 | 1.8031e-06 | 8.855e-05 | 0.00083176 | 0.0034854 | 0.0091988 | 0.018197 | 0.020727 | 0.069153 | 0.29509 | 0.32716 | 0.25606 | 0 | 0 | 0 | 0.00011009
4A | 2500-2999 | 1950s | 0 | 1.8031e-06 | 8.855e-05 | 0.00083176 | 0.0034854 | 0.0091988 | 0.018197 | 0.020727 | 0.069153 | 0.29509 | 0.32716 | 0.25606 | 0 | 0 | 0 | 0.0011675
4B | 2500-2999 | 1950s | 0 | 1.8031e-06 | 8.855e-05 | 0.00083176 | 0.0034854 | 0.0091988 | 0.018197 | 0.020727 | 0.069153 | 0.29509 | 0.32716 | 0.25606 | 0 | 0 | 0 | 2.8776e-05
4C | 2500-2999 | 1950s | 0 | 1.8031e-06 | 8.855e-05 | 0.00083176 | 0.0034854 | 0.0091988 | 0.018197 | 0.020727 | 0.069153 | 0.29509 | 0.32716 | 0.25606 | 0 | 0 | 0 | 8.4471e-05
5A | 2500-2999 | 1950s | 0 | 1.8031e-06 | 8.855e-05 | 0.00083176 | 0.0034854 | 0.0091988 | 0.018197 | 0.020727 | 0.069153 | 0.29509 | 0.32716 | 0.25606 | 0 | 0 | 0 | 0.0011614
5B | 2500-2999 | 1950s | 0 | 1.8031e-06 | 8.855e-05 | 0.00083176 | 0.0034854 | 0.0091988 | 0.018197 | 0.020727 | 0.069153 | 0.29509 | 0.32716 | 0.25606 | 0 | 0 | 0 | 0.00011317
6A | 2500-2999 | 1950s | 0 | 1.8031e-06 | 8.855e-05 | 0.00083176 | 0.0034854 | 0.0091988 | 0.018197 | 0.020727 | 0.069153 | 0.29509 | 0.32716 | 0.25606 | 0 | 0 | 0 | 0.00034364
6B | 2500-2999 | 1950s | 0 | 1.8031e-06 | 8.855e-05 | 0.00083176 | 0.0034854 | 0.0091988 | 0.018197 | 0.020727 | 0.069153 | 0.29509 | 0.32716 | 0.25606 | 0 | 0 | 0 | 4.9619e-05
7A | 2500-2999 | 1950s | 0 | 1.8031e-06 | 8.855e-05 | 0.00083176 | 0.0034854 | 0.0091988 | 0.018197 | 0.020727 | 0.069153 | 0.29509 | 0.32716 | 0.25606 | 0 | 0 | 0 | 5.4031e-05
7B | 2500-2999 | 1950s | 0 | 1.8031e-06 | 8.855e-05 | 0.00083176 | 0.0034854 | 0.0091988 | 0.018197 | 0.020727 | 0.069153 | 0.29509 | 0.32716 | 0.25606 | 0 | 0 | 0 | 2.8986e-06
1A | 3000-3999 | 1950s | 0 | 1.8031e-06 | 8.855e-05 | 0.00083176 | 0.0034854 | 0.0091988 | 0.018197 | 0.020727 | 0.069153 | 0.29509 | 0.32716 | 0.25606 | 0 | 0 | 0 | 7.3493e-05
2A | 3000-3999 | 1950s | 0 | 1.8031e-06 | 8.855e-05 | 0.00083176 | 0.0034854 | 0.0091988 | 0.018197 | 0.020727 | 0.069153 | 0.29509 | 0.32716 | 0.25606 | 0 | 0 | 0 | 0.00023263
2B | 3000-3999 | 1950s | 0 | 1.8031e-06 | 8.855e-05 | 0.00083176 | 0.0034854 | 0.0091988 | 0.018197 | 0.020727 | 0.069153 | 0.29509 | 0.32716 | 0.25606 | 0 | 0 | 0 | 2.499e-05
3A | 3000-3999 | 1950s | 0 | 1.8031e-06 | 8.855e-05 | 0.00083176 | 0.0034854 | 0.0091988 | 0.018197 | 0.020727 | 0.069153 | 0.29509 | 0.32716 | 0.25606 | 0 | 0 | 0 | 0.00030606
3B | 3000-3999 | 1950s | 0 | 1.8031e-06 | 8.855e-05 | 0.00083176 | 0.0034854 | 0.0091988 | 0.018197 | 0.020727 | 0.069153 | 0.29509 | 0.32716 | 0.25606 | 0 | 0 | 0 | 0.00027826
3C | 3000-3999 | 1950s | 0 | 1.8031e-06 | 8.855e-05 | 0.00083176 | 0.0034854 | 0.0091988 | 0.018197 | 0.020727 | 0.069153 | 0.29509 | 0.32716 | 0.25606 | 0 | 0 | 0 | 9.9463e-05
4A | 3000-3999 | 1950s | 0 | 1.8031e-06 | 8.855e-05 | 0.00083176 | 0.0034854 | 0.0091988 | 0.018197 | 0.020727 | 0.069153 | 0.29509 | 0.32716 | 0.25606 | 0 | 0 | 0 | 0.00078481
4B | 3000-3999 | 1950s | 0 | 1.8031e-06 | 8.855e-05 | 0.00083176 | 0.0034854 | 0.0091988 | 0.018197 | 0.020727 | 0.069153 | 0.29509 | 0.32716 | 0.25606 | 0 | 0 | 0 | 1.9856e-05
4C | 3000-3999 | 1950s | 0 | 1.8031e-06 | 8.855e-05 | 0.00083176 | 0.0034854 | 0.0091988 | 0.018197 | 0.020727 | 0.069153 | 0.29509 | 0.32716 | 0.25606 | 0 | 0 | 0 | 5.6884e-05
5A | 3000-3999 | 1950s | 0 | 1.8031e-06 | 8.855e-05 | 0.00083176 | 0.0034854 | 0.0091988 | 0.018197 | 0.020727 | 0.069153 | 0.29509 | 0.32716 | 0.25606 | 0 | 0 | 0 | 0.00084851
5B | 3000-3999 | 1950s | 0 | 1.8031e-06 | 8.855e-05 | 0.00083176 | 0.0034854 | 0.0091988 | 0.018197 | 0.020727 | 0.069153 | 0.29509 | 0.32716 | 0.25606 | 0 | 0 | 0 | 9.1484e-05
6A | 3000-3999 | 1950s | 0 | 1.8031e-06 | 8.855e-05 | 0.00083176 | 0.0034854 | 0.0091988 | 0.018197 | 0.020727 | 0.069153 | 0.29509 | 0.32716 | 0.25606 | 0 | 0 | 0 | 0.00021881
6B | 3000-3999 | 1950s | 0 | 1.8031e-06 | 8.855e-05 | 0.00083176 | 0.0034854 | 0.0091988 | 0.018197 | 0.020727 | 0.069153 | 0.29509 | 0.32716 | 0.25606 | 0 | 0 | 0 | 2.7667e-05
7A | 3000-3999 | 1950s | 0 | 1.8031e-06 | 8.855e-05 | 0.00083176 | 0.0034854 | 0.0091988 | 0.018197 | 0.020727 | 0.069153 | 0.29509 | 0.32716 | 0.25606 | 0 | 0 | 0 | 3.2465e-05
7B | 3000-3999 | 1950s | 0 | 1.8031e-06 | 8.855e-05 | 0.00083176 | 0.0034854 | 0.0091988 | 0.018197 | 0.020727 | 0.069153 | 0.29509 | 0.32716 | 0.25606 | 0 | 0 | 0 | 1.8813e-06
1A | 4000+ | 1950s | 0 | 1.8031e-06 | 8.855e-05 | 0.00083176 | 0.0034854 | 0.0091988 | 0.018197 | 0.020727 | 0.069153 | 0.29509 | 0.32716 | 0.25606 | 0 | 0 | 0 | 3.0112e-05
2A | 4000+ | 1950s | 0 | 1.8031e-06 | 8.855e-05 | 0.00083176 | 0.0034854 | 0.0091988 | 0.018197 | 0.020727 | 0.069153 | 0.29509 | 0.32716 | 0.25606 | 0 | 0 | 0 | 0.000127
2B | 4000+ | 1950s | 0 | 1.8031e-06 | 8.855e-05 | 0.00083176 | 0.0034854 | 0.0091988 | 0.018197 | 0.020727 | 0.069153 | 0.29509 | 0.32716 | 0.25606 | 0 | 0 | 0 | 7.8706e-06
3A | 4000+ | 1950s | 0 | 1.8031e-06 | 8.855e-05 | 0.00083176 | 0.0034854 | 0.0091988 | 0.018197 | 0.020727 | 0.069153 | 0.29509 | 0.32716 | 0.25606 | 0 | 0 | 0 | 0.0001753
3B | 4000+ | 1950s | 0 | 1.8031e-06 | 8.855e-05 | 0.00083176 | 0.0034854 | 0.0091988 | 0.018197 | 0.020727 | 0.069153 | 0.29509 | 0.32716 | 0.25606 | 0 | 0 | 0 | 0.00015576
3C | 4000+ | 1950s | 0 | 1.8031e-06 | 8.855e-05 | 0.00083176 | 0.0034854 | 0.0091988 | 0.018197 | 0.020727 | 0.069153 | 0.29509 | 0.32716 | 0.25606 | 0 | 0 | 0 | 5.2829e-05
4A | 4000+ | 1950s | 0 | 1.8031e-06 | 8.855e-05 | 0.00083176 | 0.0034854 | 0.0091988 | 0.018197 | 0.020727 | 0.069153 | 0.29509 | 0.32716 | 0.25606 | 0 | 0 | 0 | 0.0005123
4B | 4000+ | 1950s | 0 | 1.8031e-06 | 8.855e-05 | 0.00083176 | 0.0034854 | 0.0091988 | 0.018197 | 0.020727 | 0.069153 | 0.29509 | 0.32716 | 0.25606 | 0 | 0 | 0 | 6.9799e-06
4C | 4000+ | 1950s | 0 | 1.8031e-06 | 8.855e-05 | 0.00083176 | 0.0034854 | 0.0091988 | 0.018197 | 0.020727 | 0.069153 | 0.29509 | 0.32716 | 0.25606 | 0 | 0 | 0 | 3.3222e-05
5A | 4000+ | 1950s | 0 | 1.8031e-06 | 8.855e-05 | 0.00083176 | 0.0034854 | 0.0091988 | 0.018197 | 0.020727 | 0.069153 | 0.29509 | 0.32716 | 0.25606 | 0 | 0 | 0 | 0.00042269
5B | 4000+ | 1950s | 0 | 1.8031e-06 | 8.855e-05 | 0.00083176 | 0.0034854 | 0.0091988 | 0.018197 | 0.020727 | 0.069153 | 0.29509 | 0.32716 | 0.25606 | 0 | 0 | 0 | 2.1477e-05
6A | 4000+ | 1950s | 0 | 1.8031e-06 | 8.855e-05 | 0.00083176 | 0.0034854 | 0.0091988 | 0.018197 | 0.020727 | 0.069153 | 0.29509 | 0.32716 | 0.25606 | 0 | 0 | 0 | 0.00013495
6B | 4000+ | 1950s | 0 | 1.8031e-06 | 8.855e-05 | 0.00083176 | 0.0034854 | 0.0091988 | 0.018197 | 0.020727 | 0.069153 | 0.29509 | 0.32716 | 0.25606 | 0 | 0 | 0 | 1.4486e-06
7A | 4000+ | 1950s | 0 | 1.8031e-06 | 8.855e-05 | 0.00083176 | 0.0034854 | 0.0091988 | 0.018197 | 0.020727 | 0.069153 | 0.29509 | 0.32716 | 0.25606 | 0 | 0 | 0 | 2.0366e-05
7B | 4000+ | 1950s | 0 | 1.8031e-06 | 8.855e-05 | 0.00083176 | 0.0034854 | 0.0091988 | 0.018197 | 0.020727 | 0.069153 | 0.29509 | 0.32716 | 0.25606 | 0 | 0 | 0 | 4.1694e-08
1A | 500-749 | 1950s | 0 | 1.8031e-06 | 8.855e-05 | 0.00083176 | 0.0034854 | 0.0091988 | 0.018197 | 0.020727 | 0.069153 | 0.29509 | 0.32716 | 0.25606 | 0 | 0 | 0 | 0.00012182
2A | 500-749 | 1950s | 0 | 1.8031e-06 | 8.855e-05 | 0.00083176 | 0.0034854 | 0.0091988 | 0.018197 | 0.020727 | 0.069153 | 0.29509 | 0.32716 | 0.25606 | 0 | 0 | 0 | 0.00049499
2B | 500-749 | 1950s | 0 | 1.8031e-06 | 8.855e-05 | 0.00083176 | 0.0034854 | 0.0091988 | 0.018197 | 0.020727 | 0.069153 | 0.29509 | 0.32716 | 0.25606 | 0 | 0 | 0 | 9.879e-05
3A | 500-749 | 1950s | 0 | 1.8031e-06 | 8.855e-05 | 0.00083176 | 0.0034854 | 0.0091988 | 0.018197 | 0.020727 | 0.069153 | 0.29509 | 0.32716 | 0.25606 | 0 | 0 | 0 | 0.00062012
3B | 500-749 | 1950s | 0 | 1.8031e-06 | 8.855e-05 | 0.00083176 | 0.0034854 | 0.0091988 | 0.018197 | 0.020727 | 0.069153 | 0.29509 | 0.32716 | 0.25606 | 0 | 0 | 0 | 0.0011023
3C | 500-749 | 1950s | 0 | 1.8031e-06 | 8.855e-05 | 0.00083176 | 0.0034854 | 0.0091988 | 0.018197 | 0.020727 | 0.069153 | 0.29509 | 0.32716 | 0.25606 | 0 | 0 | 0 | 0.00024497
4A | 500-749 | 1950s | 0 | 1.8031e-06 | 8.855e-05 | 0.00083176 | 0.0034854 | 0.0091988 | 0.018197 | 0.020727 | 0.069153 | 0.29509 | 0.32716 | 0.25606 | 0 | 0 | 0 | 0.0021583
4B | 500-749 | 1950s | 0 | 1.8031e-06 | 8.855e-05 | 0.00083176 | 0.0034854 | 0.0091988 | 0.018197 | 0.020727 | 0.069153 | 0.29509 | 0.32716 | 0.25606 | 0 | 0 | 0 | 5.7429e-05
4C | 500-749 | 1950s | 0 | 1.8031e-06 | 8.855e-05 | 0.00083176 | 0.0034854 | 0.0091988 | 0.018197 | 0.020727 | 0.069153 | 0.29509 | 0.32716 | 0.25606 | 0 | 0 | 0 | 0.00018277
5A | 500-749 | 1950s | 0 | 1.8031e-06 | 8.855e-05 | 0.00083176 | 0.0034854 | 0.0091988 | 0.018197 | 0.020727 | 0.069153 | 0.29509 | 0.32716 | 0.25606 | 0 | 0 | 0 | 0.0018974
5B | 500-749 | 1950s | 0 | 1.8031e-06 | 8.855e-05 | 0.00083176 | 0.0034854 | 0.0091988 | 0.018197 | 0.020727 | 0.069153 | 0.29509 | 0.32716 | 0.25606 | 0 | 0 | 0 | 0.00021633
6A | 500-749 | 1950s | 0 | 1.8031e-06 | 8.855e-05 | 0.00083176 | 0.0034854 | 0.0091988 | 0.018197 | 0.020727 | 0.069153 | 0.29509 | 0.32716 | 0.25606 | 0 | 0 | 0 | 0.00033993
6B | 500-749 | 1950s | 0 | 1.8031e-06 | 8.855e-05 | 0.00083176 | 0.0034854 | 0.0091988 | 0.018197 | 0.020727 | 0.069153 | 0.29509 | 0.32716 | 0.25606 | 0 | 0 | 0 | 3.7523e-05
7A | 500-749 | 1950s | 0 | 1.8031e-06 | 8.855e-05 | 0.00083176 | 0.0034854 | 0.0091988 | 0.018197 | 0.020727 | 0.069153 | 0.29509 | 0.32716 | 0.25606 | 0 | 0 | 0 | 3.6256e-05
7B | 500-749 | 1950s | 0 | 1.8031e-06 | 8.855e-05 | 0.00083176 | 0.0034854 | 0.0091988 | 0.018197 | 0.020727 | 0.069153 | 0.29509 | 0.32716 | 0.25606 | 0 | 0 | 0 | 1.8022e-06
1A | 750-999 | 1950s | 0 | 1.8031e-06 | 8.855e-05 | 0.00083176 | 0.0034854 | 0.0091988 | 0.018197 | 0.020727 | 0.069153 | 0.29509 | 0.32716 | 0.25606 | 0 | 0 | 0 | 0.00032057
2A | 750-999 | 1950s | 0 | 1.8031e-06 | 8.855e-05 | 0.00083176 | 0.0034854 | 0.0091988 | 0.018197 | 0.020727 | 0.069153 | 0.29509 | 0.32716 | 0.25606 | 0 | 0 | 0 | 0.0012684
2B | 750-999 | 1950s | 0 | 1.8031e-06 | 8.855e-05 | 0.00083176 | 0.0034854 | 0.0091988 | 0.018197 | 0.020727 | 0.069153 | 0.29509 | 0.32716 | 0.25606 | 0 | 0 | 0 | 0.0001897
3A | 750-999 | 1950s | 0 | 1.8031e-06 | 8.855e-05 | 0.00083176 | 0.0034854 | 0.0091988 | 0.018197 | 0.020727 | 0.069153 | 0.29509 | 0.32716 | 0.25606 | 0 | 0 | 0 | 0.0017025
3B | 750-999 | 1950s | 0 | 1.8031e-06 | 8.855e-05 | 0.00083176 | 0.0034854 | 0.0091988 | 0.018197 | 0.020727 | 0.069153 | 0.29509 | 0.32716 | 0.25606 | 0 | 0 | 0 | 0.001797
3C | 750-999 | 1950s | 0 | 1.8031e-06 | 8.855e-05 | 0.00083176 | 0.0034854 | 0.0091988 | 0.018197 | 0.020727 | 0.069153 | 0.29509 | 0.32716 | 0.25606 | 0 | 0 | 0 | 0.00041102
4A | 750-999 | 1950s | 0 | 1.8031e-06 | 8.855e-05 | 0.00083176 | 0.0034854 | 0.0091988 | 0.018197 | 0.020727 | 0.069153 | 0.29509 | 0.32716 | 0.25606 | 0 | 0 | 0 | 0.0043308
4B | 750-999 | 1950s | 0 | 1.8031e-06 | 8.855e-05 | 0.00083176 | 0.0034854 | 0.0091988 | 0.018197 | 0.020727 | 0.069153 | 0.29509 | 0.32716 | 0.25606 | 0 | 0 | 0 | 0.000125
4C | 750-999 | 1950s | 0 | 1.8031e-06 | 8.855e-05 | 0.00083176 | 0.0034854 | 0.0091988 | 0.018197 | 0.020727 | 0.069153 | 0.29509 | 0.32716 | 0.25606 | 0 | 0 | 0 | 0.00028055
5A | 750-999 | 1950s | 0 | 1.8031e-06 | 8.855e-05 | 0.00083176 | 0.0034854 | 0.0091988 | 0.018197 | 0.020727 | 0.069153 | 0.29509 | 0.32716 | 0.25606 | 0 | 0 | 0 | 0.0046822
5B | 750-999 | 1950s | 0 | 1.8031e-06 | 8.855e-05 | 0.00083176 | 0.0034854 | 0.0091988 | 0.018197 | 0.020727 | 0.069153 | 0.29509 | 0.32716 | 0.25606 | 0 | 0 | 0 | 0.00041982
6A | 750-999 | 1950s | 0 | 1.8031e-06 | 8.855e-05 | 0.00083176 | 0.0034854 | 0.0091988 | 0.018197 | 0.020727 | 0.069153 | 0.29509 | 0.32716 | 0.25606 | 0 | 0 | 0 | 0.00091808
6B | 750-999 | 1950s | 0 | 1.8031e-06 | 8.855e-05 | 0.00083176 | 0.0034854 | 0.0091988 | 0.018197 | 0.020727 | 0.069153 | 0.29509 | 0.32716 | 0.25606 | 0 | 0 | 0 | 0.0001143
7A | 750-999 | 1950s | 0 | 1.8031e-06 | 8.855e-05 | 0.00083176 | 0.0034854 | 0.0091988 | 0.018197 | 0.020727 | 0.069153 | 0.29509 | 0.32716 | 0.25606 | 0 | 0 | 0 | 0.00010383
7B | 750-999 | 1950s | 0 | 1.8031e-06 | 8.855e-05 | 0.00083176 | 0.0034854 | 0.0091988 | 0.018197 | 0.020727 | 0.069153 | 0.29509 | 0.32716 | 0.25606 | 0 | 0 | 0 | 6.5951e-06
1A | 0-499 | 1960s | 0 | 1.8392e-05 | 0.00066186 | 0.0049789 | 0.017353 | 0.0093355 | 0.0037061 | 0.0073772 | 0.031493 | 0.2071 | 0.34605 | 0.37193 | 0 | 0 | 0 | 4.5475e-05
2A | 0-499 | 1960s | 0 | 1.8392e-05 | 0.00066186 | 0.0049789 | 0.017353 | 0.0093355 | 0.0037061 | 0.0073772 | 0.031493 | 0.2071 | 0.34605 | 0.37193 | 0 | 0 | 0 | 0.00020362
2B | 0-499 | 1960s | 0 | 1.8392e-05 | 0.00066186 | 0.0049789 | 0.017353 | 0.0093355 | 0.0037061 | 0.0073772 | 0.031493 | 0.2071 | 0.34605 | 0.37193 | 0 | 0 | 0 | 4.5261e-05
3A | 0-499 | 1960s | 0 | 1.8392e-05 | 0.00066186 | 0.0049789 | 0.017353 | 0.0093355 | 0.0037061 | 0.0073772 | 0.031493 | 0.2071 | 0.34605 | 0.37193 | 0 | 0 | 0 | 0.00023726
3B | 0-499 | 1960s | 0 | 1.8392e-05 | 0.00066186 | 0.0049789 | 0.017353 | 0.0093355 | 0.0037061 | 0.0073772 | 0.031493 | 0.2071 | 0.34605 | 0.37193 | 0 | 0 | 0 | 0.00047864
3C | 0-499 | 1960s | 0 | 1.8392e-05 | 0.00066186 | 0.0049789 | 0.017353 | 0.0093355 | 0.0037061 | 0.0073772 | 0.031493 | 0.2071 | 0.34605 | 0.37193 | 0 | 0 | 0 | 0.00011576
4A | 0-499 | 1960s | 0 | 1.8392e-05 | 0.00066186 | 0.0049789 | 0.017353 | 0.0093355 | 0.0037061 | 0.0073772 | 0.031493 | 0.2071 | 0.34605 | 0.37193 | 0 | 0 | 0 | 0.00076369
4B | 0-499 | 1960s | 0 | 1.8392e-05 | 0.00066186 | 0.0049789 | 0.017353 | 0.0093355 | 0.0037061 | 0.0073772 | 0.031493 | 0.2071 | 0.34605 | 0.37193 | 0 | 0 | 0 | 2.5571e-05
4C | 0-499 | 1960s | 0 | 1.8392e-05 | 0.00066186 | 0.0049789 | 0.017353 | 0.0093355 | 0.0037061 | 0.0073772 | 0.031493 | 0.2071 | 0.34605 | 0.37193 | 0 | 0 | 0 | 0.00010043
5A | 0-499 | 1960s | 0 | 1.8392e-05 | 0.00066186 | 0.0049789 | 0.017353 | 0.0093355 | 0.0037061 | 0.0073772 | 0.031493 | 0.2071 | 0.34605 | 0.37193 | 0 | 0 | 0 | 0.00061537
5B | 0-499 | 1960s | 0 | 1.8392e-05 | 0.00066186 | 0.0049789 | 0.017353 | 0.0093355 | 0.0037061 | 0.0073772 | 0.031493 | 0.2071 | 0.34605 | 0.37193 | 0 | 0 | 0 | 0.00011409
6A | 0-499 | 1960s | 0 | 1.8392e-05 | 0.00066186 | 0.0049789 | 0.017353 | 0.0093355 | 0.0037061 | 0.0073772 | 0.031493 | 0.2071 | 0.34605 | 0.37193 | 0 | 0 | 0 | 0.00015395
6B | 0-499 | 1960s | 0 | 1.8392e-05 | 0.00066186 | 0.0049789 | 0.017353 | 0.0093355 | 0.0037061 | 0.0073772 | 0.031493 | 0.2071 | 0.34605 | 0.37193 | 0 | 0 | 0 | 4.3339e-05
7A | 0-499 | 1960s | 0 | 1.8392e-05 | 0.00066186 | 0.0049789 | 0.017353 | 0.0093355 | 0.0037061 | 0.0073772 | 0.031493 | 0.2071 | 0.34605 | 0.37193 | 0 | 0 | 0 | 2.6438e-05
7B | 0-499 | 1960s | 0 | 1.8392e-05 | 0.00066186 | 0.0049789 | 0.017353 | 0.0093355 | 0.0037061 | 0.0073772 | 0.031493 | 0.2071 | 0.34605 | 0.37193 | 0 | 0 | 0 | 4.2858e-06
1A | 1000-1499 | 1960s | 0 | 1.8392e-05 | 0.00066186 | 0.0049789 | 0.017353 | 0.0093355 | 0.0037061 | 0.0073772 | 0.031493 | 0.2071 | 0.34605 | 0.37193 | 0 | 0 | 0 | 0.00062915
2A | 1000-1499 | 1960s | 0 | 1.8392e-05 | 0.00066186 | 0.0049789 | 0.017353 | 0.0093355 | 0.0037061 | 0.0073772 | 0.031493 | 0.2071 | 0.34605 | 0.37193 | 0 | 0 | 0 | 0.0029571
2B | 1000-1499 | 1960s | 0 | 1.8392e-05 | 0.00066186 | 0.0049789 | 0.017353 | 0.0093355 | 0.0037061 | 0.0073772 | 0.031493 | 0.2071 | 0.34605 | 0.37193 | 0 | 0 | 0 | 0.00041439
3A | 1000-1499 | 1960s | 0 | 1.8392e-05 | 0.00066186 | 0.0049789 | 0.017353 | 0.0093355 | 0.0037061 | 0.0073772 | 0.031493 | 0.2071 | 0.34605 | 0.37193 | 0 | 0 | 0 | 0.004067
3B | 1000-1499 | 1960s | 0 | 1.8392e-05 | 0.00066186 | 0.0049789 | 0.017353 | 0.0093355 | 0.0037061 | 0.0073772 | 0.031493 | 0.2071 | 0.34605 | 0.37193 | 0 | 0 | 0 | 0.0029838
3C | 1000-1499 | 1960s | 0 | 1.8392e-05 | 0.00066186 | 0.0049789 | 0.017353 | 0.0093355 | 0.0037061 | 0.0073772 | 0.031493 | 0.2071 | 0.34605 | 0.37193 | 0 | 0 | 0 | 0.00090998
4A | 1000-1499 | 1960s | 0 | 1.8392e-05 | 0.00066186 | 0.0049789 | 0.017353 | 0.0093355 | 0.0037061 | 0.0073772 | 0.031493 | 0.2071 | 0.34605 | 0.37193 | 0 | 0 | 0 | 0.0063921
4B | 1000-1499 | 1960s | 0 | 1.8392e-05 | 0.00066186 | 0.0049789 | 0.017353 | 0.0093355 | 0.0037061 | 0.0073772 | 0.031493 | 0.2071 | 0.34605 | 0.37193 | 0 | 0 | 0 | 0.00025096
4C | 1000-1499 | 1960s | 0 | 1.8392e-05 | 0.00066186 | 0.0049789 | 0.017353 | 0.0093355 | 0.0037061 | 0.0073772 | 0.031493 | 0.2071 | 0.34605 | 0.37193 | 0 | 0 | 0 | 0.00075935
5A | 1000-1499 | 1960s | 0 | 1.8392e-05 | 0.00066186 | 0.0049789 | 0.017353 | 0.0093355 | 0.0037061 | 0.0073772 | 0.031493 | 0.2071 | 0.34605 | 0.37193 | 0 | 0 | 0 | 0.0070192
5B | 1000-1499 | 1960s | 0 | 1.8392e-05 | 0.00066186 | 0.0049789 | 0.017353 | 0.0093355 | 0.0037061 | 0.0073772 | 0.031493 | 0.2071 | 0.34605 | 0.37193 | 0 | 0 | 0 | 0.00070688
6A | 1000-1499 | 1960s | 0 | 1.8392e-05 | 0.00066186 | 0.0049789 | 0.017353 | 0.0093355 | 0.0037061 | 0.0073772 | 0.031493 | 0.2071 | 0.34605 | 0.37193 | 0 | 0 | 0 | 0.0015522
6B | 1000-1499 | 1960s | 0 | 1.8392e-05 | 0.00066186 | 0.0049789 | 0.017353 | 0.0093355 | 0.0037061 | 0.0073772 | 0.031493 | 0.2071 | 0.34605 | 0.37193 | 0 | 0 | 0 | 0.00018103
7A | 1000-1499 | 1960s | 0 | 1.8392e-05 | 0.00066186 | 0.0049789 | 0.017353 | 0.0093355 | 0.0037061 | 0.0073772 | 0.031493 | 0.2071 | 0.34605 | 0.37193 | 0 | 0 | 0 | 0.00017722
7B | 1000-1499 | 1960s | 0 | 1.8392e-05 | 0.00066186 | 0.0049789 | 0.017353 | 0.0093355 | 0.0037061 | 0.0073772 | 0.031493 | 0.2071 | 0.34605 | 0.37193 | 0 | 0 | 0 | 1.5679e-05
1A | 1500-1999 | 1960s | 0 | 1.8392e-05 | 0.00066186 | 0.0049789 | 0.017353 | 0.0093355 | 0.0037061 | 0.0073772 | 0.031493 | 0.2071 | 0.34605 | 0.37193 | 0 | 0 | 0 | 0.0003786
2A | 1500-1999 | 1960s | 0 | 1.8392e-05 | 0.00066186 | 0.0049789 | 0.017353 | 0.0093355 | 0.0037061 | 0.0073772 | 0.031493 | 0.2071 | 0.34605 | 0.37193 | 0 | 0 | 0 | 0.0023859
2B | 1500-1999 | 1960s | 0 | 1.8392e-05 | 0.00066186 | 0.0049789 | 0.017353 | 0.0093355 | 0.0037061 | 0.0073772 | 0.031493 | 0.2071 | 0.34605 | 0.37193 | 0 | 0 | 0 | 0.00033019
3A | 1500-1999 | 1960s | 0 | 1.8392e-05 | 0.00066186 | 0.0049789 | 0.017353 | 0.0093355 | 0.0037061 | 0.0073772 | 0.031493 | 0.2071 | 0.34605 | 0.37193 | 0 | 0 | 0 | 0.0031749
3B | 1500-1999 | 1960s | 0 | 1.8392e-05 | 0.00066186 | 0.0049789 | 0.017353 | 0.0093355 | 0.0037061 | 0.0073772 | 0.031493 | 0.2071 | 0.34605 | 0.37193 | 0 | 0 | 0 | 0.0024238
3C | 1500-1999 | 1960s | 0 | 1.8392e-05 | 0.00066186 | 0.0049789 | 0.017353 | 0.0093355 | 0.0037061 | 0.0073772 | 0.031493 | 0.2071 | 0.34605 | 0.37193 | 0 | 0 | 0 | 0.00081076
4A | 1500-1999 | 1960s | 0 | 1.8392e-05 | 0.00066186 | 0.0049789 | 0.017353 | 0.0093355 | 0.0037061 | 0.0073772 | 0.031493 | 0.2071 | 0.34605 | 0.37193 | 0 | 0 | 0 | 0.0048039
4B | 1500-1999 | 1960s | 0 | 1.8392e-05 | 0.00066186 | 0.0049789 | 0.017353 | 0.0093355 | 0.0037061 | 0.0073772 | 0.031493 | 0.2071 | 0.34605 | 0.37193 | 0 | 0 | 0 | 0.00020657
4C | 1500-1999 | 1960s | 0 | 1.8392e-05 | 0.00066186 | 0.0049789 | 0.017353 | 0.0093355 | 0.0037061 | 0.0073772 | 0.031493 | 0.2071 | 0.34605 | 0.37193 | 0 | 0 | 0 | 0.00067265
5A | 1500-1999 | 1960s | 0 | 1.8392e-05 | 0.00066186 | 0.0049789 | 0.017353 | 0.0093355 | 0.0037061 | 0.0073772 | 0.031493 | 0.2071 | 0.34605 | 0.37193 | 0 | 0 | 0 | 0.0051537
5B | 1500-1999 | 1960s | 0 | 1.8392e-05 | 0.00066186 | 0.0049789 | 0.017353 | 0.0093355 | 0.0037061 | 0.0073772 | 0.031493 | 0.2071 | 0.34605 | 0.37193 | 0 | 0 | 0 | 0.00061863
6A | 1500-1999 | 1960s | 0 | 1.8392e-05 | 0.00066186 | 0.0049789 | 0.017353 | 0.0093355 | 0.0037061 | 0.0073772 | 0.031493 | 0.2071 | 0.34605 | 0.37193 | 0 | 0 | 0 | 0.0011801
6B | 1500-1999 | 1960s | 0 | 1.8392e-05 | 0.00066186 | 0.0049789 | 0.017353 | 0.0093355 | 0.0037061 | 0.0073772 | 0.031493 | 0.2071 | 0.34605 | 0.37193 | 0 | 0 | 0 | 0.0001466
7A | 1500-1999 | 1960s | 0 | 1.8392e-05 | 0.00066186 | 0.0049789 | 0.017353 | 0.0093355 | 0.0037061 | 0.0073772 | 0.031493 | 0.2071 | 0.34605 | 0.37193 | 0 | 0 | 0 | 0.00014105
7B | 1500-1999 | 1960s | 0 | 1.8392e-05 | 0.00066186 | 0.0049789 | 0.017353 | 0.0093355 | 0.0037061 | 0.0073772 | 0.031493 | 0.2071 | 0.34605 | 0.37193 | 0 | 0 | 0 | 1.4428e-05
1A | 2000-2499 | 1960s | 0 | 1.8392e-05 | 0.00066186 | 0.0049789 | 0.017353 | 0.0093355 | 0.0037061 | 0.0073772 | 0.031493 | 0.2071 | 0.34605 | 0.37193 | 0 | 0 | 0 | 0.00017371
2A | 2000-2499 | 1960s | 0 | 1.8392e-05 | 0.00066186 | 0.0049789 | 0.017353 | 0.0093355 | 0.0037061 | 0.0073772 | 0.031493 | 0.2071 | 0.34605 | 0.37193 | 0 | 0 | 0 | 0.0012603
2B | 2000-2499 | 1960s | 0 | 1.8392e-05 | 0.00066186 | 0.0049789 | 0.017353 | 0.0093355 | 0.0037061 | 0.0073772 | 0.031493 | 0.2071 | 0.34605 | 0.37193 | 0 | 0 | 0 | 0.00017881
3A | 2000-2499 | 1960s | 0 | 1.8392e-05 | 0.00066186 | 0.0049789 | 0.017353 | 0.0093355 | 0.0037061 | 0.0073772 | 0.031493 | 0.2071 | 0.34605 | 0.37193 | 0 | 0 | 0 | 0.0018396
3B | 2000-2499 | 1960s | 0 | 1.8392e-05 | 0.00066186 | 0.0049789 | 0.017353 | 0.0093355 | 0.0037061 | 0.0073772 | 0.031493 | 0.2071 | 0.34605 | 0.37193 | 0 | 0 | 0 | 0.0012078
3C | 2000-2499 | 1960s | 0 | 1.8392e-05 | 0.00066186 | 0.0049789 | 0.017353 | 0.0093355 | 0.0037061 | 0.0073772 | 0.031493 | 0.2071 | 0.34605 | 0.37193 | 0 | 0 | 0 | 0.00042577
4A | 2000-2499 | 1960s | 0 | 1.8392e-05 | 0.00066186 | 0.0049789 | 0.017353 | 0.0093355 | 0.0037061 | 0.0073772 | 0.031493 | 0.2071 | 0.34605 | 0.37193 | 0 | 0 | 0 | 0.0031904
4B | 2000-2499 | 1960s | 0 | 1.8392e-05 | 0.00066186 | 0.0049789 | 0.017353 | 0.0093355 | 0.0037061 | 0.0073772 | 0.031493 | 0.2071 | 0.34605 | 0.37193 | 0 | 0 | 0 | 0.00012441
4C | 2000-2499 | 1960s | 0 | 1.8392e-05 | 0.00066186 | 0.0049789 | 0.017353 | 0.0093355 | 0.0037061 | 0.0073772 | 0.031493 | 0.2071 | 0.34605 | 0.37193 | 0 | 0 | 0 | 0.00033431
5A | 2000-2499 | 1960s | 0 | 1.8392e-05 | 0.00066186 | 0.0049789 | 0.017353 | 0.0093355 | 0.0037061 | 0.0073772 | 0.031493 | 0.2071 | 0.34605 | 0.37193 | 0 | 0 | 0 | 0.0036225
5B | 2000-2499 | 1960s | 0 | 1.8392e-05 | 0.00066186 | 0.0049789 | 0.017353 | 0.0093355 | 0.0037061 | 0.0073772 | 0.031493 | 0.2071 | 0.34605 | 0.37193 | 0 | 0 | 0 | 0.00043707
6A | 2000-2499 | 1960s | 0 | 1.8392e-05 | 0.00066186 | 0.0049789 | 0.017353 | 0.0093355 | 0.0037061 | 0.0073772 | 0.031493 | 0.2071 | 0.34605 | 0.37193 | 0 | 0 | 0 | 0.00091209
6B | 2000-2499 | 1960s | 0 | 1.8392e-05 | 0.00066186 | 0.0049789 | 0.017353 | 0.0093355 | 0.0037061 | 0.0073772 | 0.031493 | 0.2071 | 0.34605 | 0.37193 | 0 | 0 | 0 | 0.00011498
7A | 2000-2499 | 1960s | 0 | 1.8392e-05 | 0.00066186 | 0.0049789 | 0.017353 | 0.0093355 | 0.0037061 | 0.0073772 | 0.031493 | 0.2071 | 0.34605 | 0.37193 | 0 | 0 | 0 | 0.00011577
7B | 2000-2499 | 1960s | 0 | 1.8392e-05 | 0.00066186 | 0.0049789 | 0.017353 | 0.0093355 | 0.0037061 | 0.0073772 | 0.031493 | 0.2071 | 0.34605 | 0.37193 | 0 | 0 | 0 | 1.073e-05
1A | 2500-2999 | 1960s | 0 | 1.8392e-05 | 0.00066186 | 0.0049789 | 0.017353 | 0.0093355 | 0.0037061 | 0.0073772 | 0.031493 | 0.2071 | 0.34605 | 0.37193 | 0 | 0 | 0 | 8.1727e-05
2A | 2500-2999 | 1960s | 0 | 1.8392e-05 | 0.00066186 | 0.0049789 | 0.017353 | 0.0093355 | 0.0037061 | 0.0073772 | 0.031493 | 0.2071 | 0.34605 | 0.37193 | 0 | 0 | 0 | 0.00057591
2B | 2500-2999 | 1960s | 0 | 1.8392e-05 | 0.00066186 | 0.0049789 | 0.017353 | 0.0093355 | 0.0037061 | 0.0073772 | 0.031493 | 0.2071 | 0.34605 | 0.37193 | 0 | 0 | 0 | 9.1201e-05
3A | 2500-2999 | 1960s | 0 | 1.8392e-05 | 0.00066186 | 0.0049789 | 0.017353 | 0.0093355 | 0.0037061 | 0.0073772 | 0.031493 | 0.2071 | 0.34605 | 0.37193 | 0 | 0 | 0 | 0.00087319
3B | 2500-2999 | 1960s | 0 | 1.8392e-05 | 0.00066186 | 0.0049789 | 0.017353 | 0.0093355 | 0.0037061 | 0.0073772 | 0.031493 | 0.2071 | 0.34605 | 0.37193 | 0 | 0 | 0 | 0.00064402
3C | 2500-2999 | 1960s | 0 | 1.8392e-05 | 0.00066186 | 0.0049789 | 0.017353 | 0.0093355 | 0.0037061 | 0.0073772 | 0.031493 | 0.2071 | 0.34605 | 0.37193 | 0 | 0 | 0 | 0.00025865
4A | 2500-2999 | 1960s | 0 | 1.8392e-05 | 0.00066186 | 0.0049789 | 0.017353 | 0.0093355 | 0.0037061 | 0.0073772 | 0.031493 | 0.2071 | 0.34605 | 0.37193 | 0 | 0 | 0 | 0.0016532
4B | 2500-2999 | 1960s | 0 | 1.8392e-05 | 0.00066186 | 0.0049789 | 0.017353 | 0.0093355 | 0.0037061 | 0.0073772 | 0.031493 | 0.2071 | 0.34605 | 0.37193 | 0 | 0 | 0 | 5.534e-05
4C | 2500-2999 | 1960s | 0 | 1.8392e-05 | 0.00066186 | 0.0049789 | 0.017353 | 0.0093355 | 0.0037061 | 0.0073772 | 0.031493 | 0.2071 | 0.34605 | 0.37193 | 0 | 0 | 0 | 0.0001731
5A | 2500-2999 | 1960s | 0 | 1.8392e-05 | 0.00066186 | 0.0049789 | 0.017353 | 0.0093355 | 0.0037061 | 0.0073772 | 0.031493 | 0.2071 | 0.34605 | 0.37193 | 0 | 0 | 0 | 0.0017885
5B | 2500-2999 | 1960s | 0 | 1.8392e-05 | 0.00066186 | 0.0049789 | 0.017353 | 0.0093355 | 0.0037061 | 0.0073772 | 0.031493 | 0.2071 | 0.34605 | 0.37193 | 0 | 0 | 0 | 0.00025424
6A | 2500-2999 | 1960s | 0 | 1.8392e-05 | 0.00066186 | 0.0049789 | 0.017353 | 0.0093355 | 0.0037061 | 0.0073772 | 0.031493 | 0.2071 | 0.34605 | 0.37193 | 0 | 0 | 0 | 0.00040968
6B | 2500-2999 | 1960s | 0 | 1.8392e-05 | 0.00066186 | 0.0049789 | 0.017353 | 0.0093355 | 0.0037061 | 0.0073772 | 0.031493 | 0.2071 | 0.34605 | 0.37193 | 0 | 0 | 0 | 2.8633e-05
7A | 2500-2999 | 1960s | 0 | 1.8392e-05 | 0.00066186 | 0.0049789 | 0.017353 | 0.0093355 | 0.0037061 | 0.0073772 | 0.031493 | 0.2071 | 0.34605 | 0.37193 | 0 | 0 | 0 | 5.8758e-05
7B | 2500-2999 | 1960s | 0 | 1.8392e-05 | 0.00066186 | 0.0049789 | 0.017353 | 0.0093355 | 0.0037061 | 0.0073772 | 0.031493 | 0.2071 | 0.34605 | 0.37193 | 0 | 0 | 0 | 2.4903e-06
1A | 3000-3999 | 1960s | 0 | 1.8392e-05 | 0.00066186 | 0.0049789 | 0.017353 | 0.0093355 | 0.0037061 | 0.0073772 | 0.031493 | 0.2071 | 0.34605 | 0.37193 | 0 | 0 | 0 | 4.9639e-05
2A | 3000-3999 | 1960s | 0 | 1.8392e-05 | 0.00066186 | 0.0049789 | 0.017353 | 0.0093355 | 0.0037061 | 0.0073772 | 0.031493 | 0.2071 | 0.34605 | 0.37193 | 0 | 0 | 0 | 0.00040095
2B | 3000-3999 | 1960s | 0 | 1.8392e-05 | 0.00066186 | 0.0049789 | 0.017353 | 0.0093355 | 0.0037061 | 0.0073772 | 0.031493 | 0.2071 | 0.34605 | 0.37193 | 0 | 0 | 0 | 5.2612e-05
3A | 3000-3999 | 1960s | 0 | 1.8392e-05 | 0.00066186 | 0.0049789 | 0.017353 | 0.0093355 | 0.0037061 | 0.0073772 | 0.031493 | 0.2071 | 0.34605 | 0.37193 | 0 | 0 | 0 | 0.0005845
3B | 3000-3999 | 1960s | 0 | 1.8392e-05 | 0.00066186 | 0.0049789 | 0.017353 | 0.0093355 | 0.0037061 | 0.0073772 | 0.031493 | 0.2071 | 0.34605 | 0.37193 | 0 | 0 | 0 | 0.00031253
3C | 3000-3999 | 1960s | 0 | 1.8392e-05 | 0.00066186 | 0.0049789 | 0.017353 | 0.0093355 | 0.0037061 | 0.0073772 | 0.031493 | 0.2071 | 0.34605 | 0.37193 | 0 | 0 | 0 | 0.00012117
4A | 3000-3999 | 1960s | 0 | 1.8392e-05 | 0.00066186 | 0.0049789 | 0.017353 | 0.0093355 | 0.0037061 | 0.0073772 | 0.031493 | 0.2071 | 0.34605 | 0.37193 | 0 | 0 | 0 | 0.0011159
4B | 3000-3999 | 1960s | 0 | 1.8392e-05 | 0.00066186 | 0.0049789 | 0.017353 | 0.0093355 | 0.0037061 | 0.0073772 | 0.031493 | 0.2071 | 0.34605 | 0.37193 | 0 | 0 | 0 | 3.6066e-05
4C | 3000-3999 | 1960s | 0 | 1.8392e-05 | 0.00066186 | 0.0049789 | 0.017353 | 0.0093355 | 0.0037061 | 0.0073772 | 0.031493 | 0.2071 | 0.34605 | 0.37193 | 0 | 0 | 0 | 8.6842e-05
5A | 3000-3999 | 1960s | 0 | 1.8392e-05 | 0.00066186 | 0.0049789 | 0.017353 | 0.0093355 | 0.0037061 | 0.0073772 | 0.031493 | 0.2071 | 0.34605 | 0.37193 | 0 | 0 | 0 | 0.0012989
5B | 3000-3999 | 1960s | 0 | 1.8392e-05 | 0.00066186 | 0.0049789 | 0.017353 | 0.0093355 | 0.0037061 | 0.0073772 | 0.031493 | 0.2071 | 0.34605 | 0.37193 | 0 | 0 | 0 | 0.00015807
6A | 3000-3999 | 1960s | 0 | 1.8392e-05 | 0.00066186 | 0.0049789 | 0.017353 | 0.0093355 | 0.0037061 | 0.0073772 | 0.031493 | 0.2071 | 0.34605 | 0.37193 | 0 | 0 | 0 | 0.00030898
6B | 3000-3999 | 1960s | 0 | 1.8392e-05 | 0.00066186 | 0.0049789 | 0.017353 | 0.0093355 | 0.0037061 | 0.0073772 | 0.031493 | 0.2071 | 0.34605 | 0.37193 | 0 | 0 | 0 | 1.939e-05
7A | 3000-3999 | 1960s | 0 | 1.8392e-05 | 0.00066186 | 0.0049789 | 0.017353 | 0.0093355 | 0.0037061 | 0.0073772 | 0.031493 | 0.2071 | 0.34605 | 0.37193 | 0 | 0 | 0 | 3.8966e-05
7B | 3000-3999 | 1960s | 0 | 1.8392e-05 | 0.00066186 | 0.0049789 | 0.017353 | 0.0093355 | 0.0037061 | 0.0073772 | 0.031493 | 0.2071 | 0.34605 | 0.37193 | 0 | 0 | 0 | 1.8256e-06
1A | 4000+ | 1960s | 0 | 1.8392e-05 | 0.00066186 | 0.0049789 | 0.017353 | 0.0093355 | 0.0037061 | 0.0073772 | 0.031493 | 0.2071 | 0.34605 | 0.37193 | 0 | 0 | 0 | 2.1346e-05
2A | 4000+ | 1960s | 0 | 1.8392e-05 | 0.00066186 | 0.0049789 | 0.017353 | 0.0093355 | 0.0037061 | 0.0073772 | 0.031493 | 0.2071 | 0.34605 | 0.37193 | 0 | 0 | 0 | 0.00013176
2B | 4000+ | 1960s | 0 | 1.8392e-05 | 0.00066186 | 0.0049789 | 0.017353 | 0.0093355 | 0.0037061 | 0.0073772 | 0.031493 | 0.2071 | 0.34605 | 0.37193 | 0 | 0 | 0 | 2.128e-05
3A | 4000+ | 1960s | 0 | 1.8392e-05 | 0.00066186 | 0.0049789 | 0.017353 | 0.0093355 | 0.0037061 | 0.0073772 | 0.031493 | 0.2071 | 0.34605 | 0.37193 | 0 | 0 | 0 | 0.00018062
3B | 4000+ | 1960s | 0 | 1.8392e-05 | 0.00066186 | 0.0049789 | 0.017353 | 0.0093355 | 0.0037061 | 0.0073772 | 0.031493 | 0.2071 | 0.34605 | 0.37193 | 0 | 0 | 0 | 0.00018156
3C | 4000+ | 1960s | 0 | 1.8392e-05 | 0.00066186 | 0.0049789 | 0.017353 | 0.0093355 | 0.0037061 | 0.0073772 | 0.031493 | 0.2071 | 0.34605 | 0.37193 | 0 | 0 | 0 | 7.0654e-05
4A | 4000+ | 1960s | 0 | 1.8392e-05 | 0.00066186 | 0.0049789 | 0.017353 | 0.0093355 | 0.0037061 | 0.0073772 | 0.031493 | 0.2071 | 0.34605 | 0.37193 | 0 | 0 | 0 | 0.00042373
4B | 4000+ | 1960s | 0 | 1.8392e-05 | 0.00066186 | 0.0049789 | 0.017353 | 0.0093355 | 0.0037061 | 0.0073772 | 0.031493 | 0.2071 | 0.34605 | 0.37193 | 0 | 0 | 0 | 1.7363e-05
4C | 4000+ | 1960s | 0 | 1.8392e-05 | 0.00066186 | 0.0049789 | 0.017353 | 0.0093355 | 0.0037061 | 0.0073772 | 0.031493 | 0.2071 | 0.34605 | 0.37193 | 0 | 0 | 0 | 4.2852e-05
5A | 4000+ | 1960s | 0 | 1.8392e-05 | 0.00066186 | 0.0049789 | 0.017353 | 0.0093355 | 0.0037061 | 0.0073772 | 0.031493 | 0.2071 | 0.34605 | 0.37193 | 0 | 0 | 0 | 0.00046926
5B | 4000+ | 1960s | 0 | 1.8392e-05 | 0.00066186 | 0.0049789 | 0.017353 | 0.0093355 | 0.0037061 | 0.0073772 | 0.031493 | 0.2071 | 0.34605 | 0.37193 | 0 | 0 | 0 | 7.2019e-05
6A | 4000+ | 1960s | 0 | 1.8392e-05 | 0.00066186 | 0.0049789 | 0.017353 | 0.0093355 | 0.0037061 | 0.0073772 | 0.031493 | 0.2071 | 0.34605 | 0.37193 | 0 | 0 | 0 | 9.5297e-05
6B | 4000+ | 1960s | 0 | 1.8392e-05 | 0.00066186 | 0.0049789 | 0.017353 | 0.0093355 | 0.0037061 | 0.0073772 | 0.031493 | 0.2071 | 0.34605 | 0.37193 | 0 | 0 | 0 | 3.2981e-05
7A | 4000+ | 1960s | 0 | 1.8392e-05 | 0.00066186 | 0.0049789 | 0.017353 | 0.0093355 | 0.0037061 | 0.0073772 | 0.031493 | 0.2071 | 0.34605 | 0.37193 | 0 | 0 | 0 | 1.6029e-05
7B | 4000+ | 1960s | 0 | 1.8392e-05 | 0.00066186 | 0.0049789 | 0.017353 | 0.0093355 | 0.0037061 | 0.0073772 | 0.031493 | 0.2071 | 0.34605 | 0.37193 | 0 | 0 | 0 | 3.6651e-06
1A | 500-749 | 1960s | 0 | 1.8392e-05 | 0.00066186 | 0.0049789 | 0.017353 | 0.0093355 | 0.0037061 | 0.0073772 | 0.031493 | 0.2071 | 0.34605 | 0.37193 | 0 | 0 | 0 | 0.00022437
2A | 500-749 | 1960s | 0 | 1.8392e-05 | 0.00066186 | 0.0049789 | 0.017353 | 0.0093355 | 0.0037061 | 0.0073772 | 0.031493 | 0.2071 | 0.34605 | 0.37193 | 0 | 0 | 0 | 0.0007714
2B | 500-749 | 1960s | 0 | 1.8392e-05 | 0.00066186 | 0.0049789 | 0.017353 | 0.0093355 | 0.0037061 | 0.0073772 | 0.031493 | 0.2071 | 0.34605 | 0.37193 | 0 | 0 | 0 | 0.00014029
3A | 500-749 | 1960s | 0 | 1.8392e-05 | 0.00066186 | 0.0049789 | 0.017353 | 0.0093355 | 0.0037061 | 0.0073772 | 0.031493 | 0.2071 | 0.34605 | 0.37193 | 0 | 0 | 0 | 0.00084397
3B | 500-749 | 1960s | 0 | 1.8392e-05 | 0.00066186 | 0.0049789 | 0.017353 | 0.0093355 | 0.0037061 | 0.0073772 | 0.031493 | 0.2071 | 0.34605 | 0.37193 | 0 | 0 | 0 | 0.0012803
3C | 500-749 | 1960s | 0 | 1.8392e-05 | 0.00066186 | 0.0049789 | 0.017353 | 0.0093355 | 0.0037061 | 0.0073772 | 0.031493 | 0.2071 | 0.34605 | 0.37193 | 0 | 0 | 0 | 0.00033115
4A | 500-749 | 1960s | 0 | 1.8392e-05 | 0.00066186 | 0.0049789 | 0.017353 | 0.0093355 | 0.0037061 | 0.0073772 | 0.031493 | 0.2071 | 0.34605 | 0.37193 | 0 | 0 | 0 | 0.0023241
4B | 500-749 | 1960s | 0 | 1.8392e-05 | 0.00066186 | 0.0049789 | 0.017353 | 0.0093355 | 0.0037061 | 0.0073772 | 0.031493 | 0.2071 | 0.34605 | 0.37193 | 0 | 0 | 0 | 5.8405e-05
4C | 500-749 | 1960s | 0 | 1.8392e-05 | 0.00066186 | 0.0049789 | 0.017353 | 0.0093355 | 0.0037061 | 0.0073772 | 0.031493 | 0.2071 | 0.34605 | 0.37193 | 0 | 0 | 0 | 0.00027153
5A | 500-749 | 1960s | 0 | 1.8392e-05 | 0.00066186 | 0.0049789 | 0.017353 | 0.0093355 | 0.0037061 | 0.0073772 | 0.031493 | 0.2071 | 0.34605 | 0.37193 | 0 | 0 | 0 | 0.0022756
5B | 500-749 | 1960s | 0 | 1.8392e-05 | 0.00066186 | 0.0049789 | 0.017353 | 0.0093355 | 0.0037061 | 0.0073772 | 0.031493 | 0.2071 | 0.34605 | 0.37193 | 0 | 0 | 0 | 0.00027413
6A | 500-749 | 1960s | 0 | 1.8392e-05 | 0.00066186 | 0.0049789 | 0.017353 | 0.0093355 | 0.0037061 | 0.0073772 | 0.031493 | 0.2071 | 0.34605 | 0.37193 | 0 | 0 | 0 | 0.00050671
6B | 500-749 | 1960s | 0 | 1.8392e-05 | 0.00066186 | 0.0049789 | 0.017353 | 0.0093355 | 0.0037061 | 0.0073772 | 0.031493 | 0.2071 | 0.34605 | 0.37193 | 0 | 0 | 0 | 5.3329e-05
7A | 500-749 | 1960s | 0 | 1.8392e-05 | 0.00066186 | 0.0049789 | 0.017353 | 0.0093355 | 0.0037061 | 0.0073772 | 0.031493 | 0.2071 | 0.34605 | 0.37193 | 0 | 0 | 0 | 4.3932e-05
7B | 500-749 | 1960s | 0 | 1.8392e-05 | 0.00066186 | 0.0049789 | 0.017353 | 0.0093355 | 0.0037061 | 0.0073772 | 0.031493 | 0.2071 | 0.34605 | 0.37193 | 0 | 0 | 0 | 6.1741e-06
1A | 750-999 | 1960s | 0 | 1.8392e-05 | 0.00066186 | 0.0049789 | 0.017353 | 0.0093355 | 0.0037061 | 0.0073772 | 0.031493 | 0.2071 | 0.34605 | 0.37193 | 0 | 0 | 0 | 0.00037423
2A | 750-999 | 1960s | 0 | 1.8392e-05 | 0.00066186 | 0.0049789 | 0.017353 | 0.0093355 | 0.0037061 | 0.0073772 | 0.031493 | 0.2071 | 0.34605 | 0.37193 | 0 | 0 | 0 | 0.0013644
2B | 750-999 | 1960s | 0 | 1.8392e-05 | 0.00066186 | 0.0049789 | 0.017353 | 0.0093355 | 0.0037061 | 0.0073772 | 0.031493 | 0.2071 | 0.34605 | 0.37193 | 0 | 0 | 0 | 0.00023408
3A | 750-999 | 1960s | 0 | 1.8392e-05 | 0.00066186 | 0.0049789 | 0.017353 | 0.0093355 | 0.0037061 | 0.0073772 | 0.031493 | 0.2071 | 0.34605 | 0.37193 | 0 | 0 | 0 | 0.0016005
3B | 750-999 | 1960s | 0 | 1.8392e-05 | 0.00066186 | 0.0049789 | 0.017353 | 0.0093355 | 0.0037061 | 0.0073772 | 0.031493 | 0.2071 | 0.34605 | 0.37193 | 0 | 0 | 0 | 0.0019394
3C | 750-999 | 1960s | 0 | 1.8392e-05 | 0.00066186 | 0.0049789 | 0.017353 | 0.0093355 | 0.0037061 | 0.0073772 | 0.031493 | 0.2071 | 0.34605 | 0.37193 | 0 | 0 | 0 | 0.00054337
4A | 750-999 | 1960s | 0 | 1.8392e-05 | 0.00066186 | 0.0049789 | 0.017353 | 0.0093355 | 0.0037061 | 0.0073772 | 0.031493 | 0.2071 | 0.34605 | 0.37193 | 0 | 0 | 0 | 0.0038097
4B | 750-999 | 1960s | 0 | 1.8392e-05 | 0.00066186 | 0.0049789 | 0.017353 | 0.0093355 | 0.0037061 | 0.0073772 | 0.031493 | 0.2071 | 0.34605 | 0.37193 | 0 | 0 | 0 | 0.00010542
4C | 750-999 | 1960s | 0 | 1.8392e-05 | 0.00066186 | 0.0049789 | 0.017353 | 0.0093355 | 0.0037061 | 0.0073772 | 0.031493 | 0.2071 | 0.34605 | 0.37193 | 0 | 0 | 0 | 0.00040103
5A | 750-999 | 1960s | 0 | 1.8392e-05 | 0.00066186 | 0.0049789 | 0.017353 | 0.0093355 | 0.0037061 | 0.0073772 | 0.031493 | 0.2071 | 0.34605 | 0.37193 | 0 | 0 | 0 | 0.0036875
5B | 750-999 | 1960s | 0 | 1.8392e-05 | 0.00066186 | 0.0049789 | 0.017353 | 0.0093355 | 0.0037061 | 0.0073772 | 0.031493 | 0.2071 | 0.34605 | 0.37193 | 0 | 0 | 0 | 0.00043843
6A | 750-999 | 1960s | 0 | 1.8392e-05 | 0.00066186 | 0.0049789 | 0.017353 | 0.0093355 | 0.0037061 | 0.0073772 | 0.031493 | 0.2071 | 0.34605 | 0.37193 | 0 | 0 | 0 | 0.00074847
6B | 750-999 | 1960s | 0 | 1.8392e-05 | 0.00066186 | 0.0049789 | 0.017353 | 0.0093355 | 0.0037061 | 0.0073772 | 0.031493 | 0.2071 | 0.34605 | 0.37193 | 0 | 0 | 0 | 9.6574e-05
7A | 750-999 | 1960s | 0 | 1.8392e-05 | 0.00066186 | 0.0049789 | 0.017353 | 0.0093355 | 0.0037061 | 0.0073772 | 0.031493 | 0.2071 | 0.34605 | 0.37193 | 0 | 0 | 0 | 8.4124e-05
7B | 750-999 | 1960s | 0 | 1.8392e-05 | 0.00066186 | 0.0049789 | 0.017353 | 0.0093355 | 0.0037061 | 0.0073772 | 0.031493 | 0.2071 | 0.34605 | 0.37193 | 0 | 0 | 0 | 1.0482e-05
1A | 0-499 | 1970s | 0 | 2.2793e-05 | 0.00079944 | 0.0058762 | 0.00043826 | 0.0015239 | 0.0037968 | 0.0075578 | 0.032264 | 0.21217 | 0.35452 | 0.38104 | 0 | 0 | 0 | 8.2601e-05
2A | 0-499 | 1970s | 0 | 2.2793e-05 | 0.00079944 | 0.0058762 | 0.00043826 | 0.0015239 | 0.0037968 | 0.0075578 | 0.032264 | 0.21217 | 0.35452 | 0.38104 | 0 | 0 | 0 | 0.00052341
2B | 0-499 | 1970s | 0 | 2.2793e-05 | 0.00079944 | 0.0058762 | 0.00043826 | 0.0015239 | 0.0037968 | 0.0075578 | 0.032264 | 0.21217 | 0.35452 | 0.38104 | 0 | 0 | 0 | 0.00010696
3A | 0-499 | 1970s | 0 | 2.2793e-05 | 0.00079944 | 0.0058762 | 0.00043826 | 0.0015239 | 0.0037968 | 0.0075578 | 0.032264 | 0.21217 | 0.35452 | 0.38104 | 0 | 0 | 0 | 0.00050123
3B | 0-499 | 1970s | 0 | 2.2793e-05 | 0.00079944 | 0.0058762 | 0.00043826 | 0.0015239 | 0.0037968 | 0.0075578 | 0.032264 | 0.21217 | 0.35452 | 0.38104 | 0 | 0 | 0 | 0.00075823
3C | 0-499 | 1970s | 0 | 2.2793e-05 | 0.00079944 | 0.0058762 | 0.00043826 | 0.0015239 | 0.0037968 | 0.0075578 | 0.032264 | 0.21217 | 0.35452 | 0.38104 | 0 | 0 | 0 | 0.00016548
4A | 0-499 | 1970s | 0 | 2.2793e-05 | 0.00079944 | 0.0058762 | 0.00043826 | 0.0015239 | 0.0037968 | 0.0075578 | 0.032264 | 0.21217 | 0.35452 | 0.38104 | 0 | 0 | 0 | 0.00093412
4B | 0-499 | 1970s | 0 | 2.2793e-05 | 0.00079944 | 0.0058762 | 0.00043826 | 0.0015239 | 0.0037968 | 0.0075578 | 0.032264 | 0.21217 | 0.35452 | 0.38104 | 0 | 0 | 0 | 5.2242e-05
4C | 0-499 | 1970s | 0 | 2.2793e-05 | 0.00079944 | 0.0058762 | 0.00043826 | 0.0015239 | 0.0037968 | 0.0075578 | 0.032264 | 0.21217 | 0.35452 | 0.38104 | 0 | 0 | 0 | 0.0001976
5A | 0-499 | 1970s | 0 | 2.2793e-05 | 0.00079944 | 0.0058762 | 0.00043826 | 0.0015239 | 0.0037968 | 0.0075578 | 0.032264 | 0.21217 | 0.35452 | 0.38104 | 0 | 0 | 0 | 0.00098979
5B | 0-499 | 1970s | 0 | 2.2793e-05 | 0.00079944 | 0.0058762 | 0.00043826 | 0.0015239 | 0.0037968 | 0.0075578 | 0.032264 | 0.21217 | 0.35452 | 0.38104 | 0 | 0 | 0 | 0.00027464
6A | 0-499 | 1970s | 0 | 2.2793e-05 | 0.00079944 | 0.0058762 | 0.00043826 | 0.0015239 | 0.0037968 | 0.0075578 | 0.032264 | 0.21217 | 0.35452 | 0.38104 | 0 | 0 | 0 | 0.0003053
6B | 0-499 | 1970s | 0 | 2.2793e-05 | 0.00079944 | 0.0058762 | 0.00043826 | 0.0015239 | 0.0037968 | 0.0075578 | 0.032264 | 0.21217 | 0.35452 | 0.38104 | 0 | 0 | 0 | 0.00011855
7A | 0-499 | 1970s | 0 | 2.2793e-05 | 0.00079944 | 0.0058762 | 0.00043826 | 0.0015239 | 0.0037968 | 0.0075578 | 0.032264 | 0.21217 | 0.35452 | 0.38104 | 0 | 0 | 0 | 5.8872e-05
7B | 0-499 | 1970s | 0 | 2.2793e-05 | 0.00079944 | 0.0058762 | 0.00043826 | 0.0015239 | 0.0037968 | 0.0075578 | 0.032264 | 0.21217 | 0.35452 | 0.38104 | 0 | 0 | 0 | 1.7794e-05
1A | 1000-1499 | 1970s | 0 | 2.2793e-05 | 0.00079944 | 0.0058762 | 0.00043826 | 0.0015239 | 0.0037968 | 0.0075578 | 0.032264 | 0.21217 | 0.35452 | 0.38104 | 0 | 0 | 0 | 0.0010118
2A | 1000-1499 | 1970s | 0 | 2.2793e-05 | 0.00079944 | 0.0058762 | 0.00043826 | 0.0015239 | 0.0037968 | 0.0075578 | 0.032264 | 0.21217 | 0.35452 | 0.38104 | 0 | 0 | 0 | 0.0056549
2B | 1000-1499 | 1970s | 0 | 2.2793e-05 | 0.00079944 | 0.0058762 | 0.00043826 | 0.0015239 | 0.0037968 | 0.0075578 | 0.032264 | 0.21217 | 0.35452 | 0.38104 | 0 | 0 | 0 | 0.00087155
3A | 1000-1499 | 1970s | 0 | 2.2793e-05 | 0.00079944 | 0.0058762 | 0.00043826 | 0.0015239 | 0.0037968 | 0.0075578 | 0.032264 | 0.21217 | 0.35452 | 0.38104 | 0 | 0 | 0 | 0.0062982
3B | 1000-1499 | 1970s | 0 | 2.2793e-05 | 0.00079944 | 0.0058762 | 0.00043826 | 0.0015239 | 0.0037968 | 0.0075578 | 0.032264 | 0.21217 | 0.35452 | 0.38104 | 0 | 0 | 0 | 0.0041979
3C | 1000-1499 | 1970s | 0 | 2.2793e-05 | 0.00079944 | 0.0058762 | 0.00043826 | 0.0015239 | 0.0037968 | 0.0075578 | 0.032264 | 0.21217 | 0.35452 | 0.38104 | 0 | 0 | 0 | 0.0011544
4A | 1000-1499 | 1970s | 0 | 2.2793e-05 | 0.00079944 | 0.0058762 | 0.00043826 | 0.0015239 | 0.0037968 | 0.0075578 | 0.032264 | 0.21217 | 0.35452 | 0.38104 | 0 | 0 | 0 | 0.0079556
4B | 1000-1499 | 1970s | 0 | 2.2793e-05 | 0.00079944 | 0.0058762 | 0.00043826 | 0.0015239 | 0.0037968 | 0.0075578 | 0.032264 | 0.21217 | 0.35452 | 0.38104 | 0 | 0 | 0 | 0.0003874
4C | 1000-1499 | 1970s | 0 | 2.2793e-05 | 0.00079944 | 0.0058762 | 0.00043826 | 0.0015239 | 0.0037968 | 0.0075578 | 0.032264 | 0.21217 | 0.35452 | 0.38104 | 0 | 0 | 0 | 0.0013681
5A | 1000-1499 | 1970s | 0 | 2.2793e-05 | 0.00079944 | 0.0058762 | 0.00043826 | 0.0015239 | 0.0037968 | 0.0075578 | 0.032264 | 0.21217 | 0.35452 | 0.38104 | 0 | 0 | 0 | 0.0085027
5B | 1000-1499 | 1970s | 0 | 2.2793e-05 | 0.00079944 | 0.0058762 | 0.00043826 | 0.0015239 | 0.0037968 | 0.0075578 | 0.032264 | 0.21217 | 0.35452 | 0.38104 | 0 | 0 | 0 | 0.0016217
6A | 1000-1499 | 1970s | 0 | 2.2793e-05 | 0.00079944 | 0.0058762 | 0.00043826 | 0.0015239 | 0.0037968 | 0.0075578 | 0.032264 | 0.21217 | 0.35452 | 0.38104 | 0 | 0 | 0 | 0.0024676
6B | 1000-1499 | 1970s | 0 | 2.2793e-05 | 0.00079944 | 0.0058762 | 0.00043826 | 0.0015239 | 0.0037968 | 0.0075578 | 0.032264 | 0.21217 | 0.35452 | 0.38104 | 0 | 0 | 0 | 0.00041387
7A | 1000-1499 | 1970s | 0 | 2.2793e-05 | 0.00079944 | 0.0058762 | 0.00043826 | 0.0015239 | 0.0037968 | 0.0075578 | 0.032264 | 0.21217 | 0.35452 | 0.38104 | 0 | 0 | 0 | 0.00034145
7B | 1000-1499 | 1970s | 0 | 2.2793e-05 | 0.00079944 | 0.0058762 | 0.00043826 | 0.0015239 | 0.0037968 | 0.0075578 | 0.032264 | 0.21217 | 0.35452 | 0.38104 | 0 | 0 | 0 | 4.1005e-05
1A | 1500-1999 | 1970s | 0 | 2.2793e-05 | 0.00079944 | 0.0058762 | 0.00043826 | 0.0015239 | 0.0037968 | 0.0075578 | 0.032264 | 0.21217 | 0.35452 | 0.38104 | 0 | 0 | 0 | 0.00053858
2A | 1500-1999 | 1970s | 0 | 2.2793e-05 | 0.00079944 | 0.0058762 | 0.00043826 | 0.0015239 | 0.0037968 | 0.0075578 | 0.032264 | 0.21217 | 0.35452 | 0.38104 | 0 | 0 | 0 | 0.0039185
2B | 1500-1999 | 1970s | 0 | 2.2793e-05 | 0.00079944 | 0.0058762 | 0.00043826 | 0.0015239 | 0.0037968 | 0.0075578 | 0.032264 | 0.21217 | 0.35452 | 0.38104 | 0 | 0 | 0 | 0.00066423
3A | 1500-1999 | 1970s | 0 | 2.2793e-05 | 0.00079944 | 0.0058762 | 0.00043826 | 0.0015239 | 0.0037968 | 0.0075578 | 0.032264 | 0.21217 | 0.35452 | 0.38104 | 0 | 0 | 0 | 0.0043901
3B | 1500-1999 | 1970s | 0 | 2.2793e-05 | 0.00079944 | 0.0058762 | 0.00043826 | 0.0015239 | 0.0037968 | 0.0075578 | 0.032264 | 0.21217 | 0.35452 | 0.38104 | 0 | 0 | 0 | 0.0029563
3C | 1500-1999 | 1970s | 0 | 2.2793e-05 | 0.00079944 | 0.0058762 | 0.00043826 | 0.0015239 | 0.0037968 | 0.0075578 | 0.032264 | 0.21217 | 0.35452 | 0.38104 | 0 | 0 | 0 | 0.00084322
4A | 1500-1999 | 1970s | 0 | 2.2793e-05 | 0.00079944 | 0.0058762 | 0.00043826 | 0.0015239 | 0.0037968 | 0.0075578 | 0.032264 | 0.21217 | 0.35452 | 0.38104 | 0 | 0 | 0 | 0.0055182
4B | 1500-1999 | 1970s | 0 | 2.2793e-05 | 0.00079944 | 0.0058762 | 0.00043826 | 0.0015239 | 0.0037968 | 0.0075578 | 0.032264 | 0.21217 | 0.35452 | 0.38104 | 0 | 0 | 0 | 0.00028472
4C | 1500-1999 | 1970s | 0 | 2.2793e-05 | 0.00079944 | 0.0058762 | 0.00043826 | 0.0015239 | 0.0037968 | 0.0075578 | 0.032264 | 0.21217 | 0.35452 | 0.38104 | 0 | 0 | 0 | 0.001049
5A | 1500-1999 | 1970s | 0 | 2.2793e-05 | 0.00079944 | 0.0058762 | 0.00043826 | 0.0015239 | 0.0037968 | 0.0075578 | 0.032264 | 0.21217 | 0.35452 | 0.38104 | 0 | 0 | 0 | 0.0054434
5B | 1500-1999 | 1970s | 0 | 2.2793e-05 | 0.00079944 | 0.0058762 | 0.00043826 | 0.0015239 | 0.0037968 | 0.0075578 | 0.032264 | 0.21217 | 0.35452 | 0.38104 | 0 | 0 | 0 | 0.0012438
6A | 1500-1999 | 1970s | 0 | 2.2793e-05 | 0.00079944 | 0.0058762 | 0.00043826 | 0.0015239 | 0.0037968 | 0.0075578 | 0.032264 | 0.21217 | 0.35452 | 0.38104 | 0 | 0 | 0 | 0.0016295
6B | 1500-1999 | 1970s | 0 | 2.2793e-05 | 0.00079944 | 0.0058762 | 0.00043826 | 0.0015239 | 0.0037968 | 0.0075578 | 0.032264 | 0.21217 | 0.35452 | 0.38104 | 0 | 0 | 0 | 0.00030198
7A | 1500-1999 | 1970s | 0 | 2.2793e-05 | 0.00079944 | 0.0058762 | 0.00043826 | 0.0015239 | 0.0037968 | 0.0075578 | 0.032264 | 0.21217 | 0.35452 | 0.38104 | 0 | 0 | 0 | 0.00023367
7B | 1500-1999 | 1970s | 0 | 2.2793e-05 | 0.00079944 | 0.0058762 | 0.00043826 | 0.0015239 | 0.0037968 | 0.0075578 | 0.032264 | 0.21217 | 0.35452 | 0.38104 | 0 | 0 | 0 | 4.1898e-05
1A | 2000-2499 | 1970s | 0 | 2.2793e-05 | 0.00079944 | 0.0058762 | 0.00043826 | 0.0015239 | 0.0037968 | 0.0075578 | 0.032264 | 0.21217 | 0.35452 | 0.38104 | 0 | 0 | 0 | 0.00020781
2A | 2000-2499 | 1970s | 0 | 2.2793e-05 | 0.00079944 | 0.0058762 | 0.00043826 | 0.0015239 | 0.0037968 | 0.0075578 | 0.032264 | 0.21217 | 0.35452 | 0.38104 | 0 | 0 | 0 | 0.0019509
2B | 2000-2499 | 1970s | 0 | 2.2793e-05 | 0.00079944 | 0.0058762 | 0.00043826 | 0.0015239 | 0.0037968 | 0.0075578 | 0.032264 | 0.21217 | 0.35452 | 0.38104 | 0 | 0 | 0 | 0.00038382
3A | 2000-2499 | 1970s | 0 | 2.2793e-05 | 0.00079944 | 0.0058762 | 0.00043826 | 0.0015239 | 0.0037968 | 0.0075578 | 0.032264 | 0.21217 | 0.35452 | 0.38104 | 0 | 0 | 0 | 0.0024889
3B | 2000-2499 | 1970s | 0 | 2.2793e-05 | 0.00079944 | 0.0058762 | 0.00043826 | 0.0015239 | 0.0037968 | 0.0075578 | 0.032264 | 0.21217 | 0.35452 | 0.38104 | 0 | 0 | 0 | 0.0013649
3C | 2000-2499 | 1970s | 0 | 2.2793e-05 | 0.00079944 | 0.0058762 | 0.00043826 | 0.0015239 | 0.0037968 | 0.0075578 | 0.032264 | 0.21217 | 0.35452 | 0.38104 | 0 | 0 | 0 | 0.0003885
4A | 2000-2499 | 1970s | 0 | 2.2793e-05 | 0.00079944 | 0.0058762 | 0.00043826 | 0.0015239 | 0.0037968 | 0.0075578 | 0.032264 | 0.21217 | 0.35452 | 0.38104 | 0 | 0 | 0 | 0.0035288
4B | 2000-2499 | 1970s | 0 | 2.2793e-05 | 0.00079944 | 0.0058762 | 0.00043826 | 0.0015239 | 0.0037968 | 0.0075578 | 0.032264 | 0.21217 | 0.35452 | 0.38104 | 0 | 0 | 0 | 0.00017763
4C | 2000-2499 | 1970s | 0 | 2.2793e-05 | 0.00079944 | 0.0058762 | 0.00043826 | 0.0015239 | 0.0037968 | 0.0075578 | 0.032264 | 0.21217 | 0.35452 | 0.38104 | 0 | 0 | 0 | 0.00048938
5A | 2000-2499 | 1970s | 0 | 2.2793e-05 | 0.00079944 | 0.0058762 | 0.00043826 | 0.0015239 | 0.0037968 | 0.0075578 | 0.032264 | 0.21217 | 0.35452 | 0.38104 | 0 | 0 | 0 | 0.0036874
5B | 2000-2499 | 1970s | 0 | 2.2793e-05 | 0.00079944 | 0.0058762 | 0.00043826 | 0.0015239 | 0.0037968 | 0.0075578 | 0.032264 | 0.21217 | 0.35452 | 0.38104 | 0 | 0 | 0 | 0.00087135
6A | 2000-2499 | 1970s | 0 | 2.2793e-05 | 0.00079944 | 0.0058762 | 0.00043826 | 0.0015239 | 0.0037968 | 0.0075578 | 0.032264 | 0.21217 | 0.35452 | 0.38104 | 0 | 0 | 0 | 0.001254
6B | 2000-2499 | 1970s | 0 | 2.2793e-05 | 0.00079944 | 0.0058762 | 0.00043826 | 0.0015239 | 0.0037968 | 0.0075578 | 0.032264 | 0.21217 | 0.35452 | 0.38104 | 0 | 0 | 0 | 0.00023778
7A | 2000-2499 | 1970s | 0 | 2.2793e-05 | 0.00079944 | 0.0058762 | 0.00043826 | 0.0015239 | 0.0037968 | 0.0075578 | 0.032264 | 0.21217 | 0.35452 | 0.38104 | 0 | 0 | 0 | 0.00019096
7B | 2000-2499 | 1970s | 0 | 2.2793e-05 | 0.00079944 | 0.0058762 | 0.00043826 | 0.0015239 | 0.0037968 | 0.0075578 | 0.032264 | 0.21217 | 0.35452 | 0.38104 | 0 | 0 | 0 | 2.6328e-05
1A | 2500-2999 | 1970s | 0 | 2.2793e-05 | 0.00079944 | 0.0058762 | 0.00043826 | 0.0015239 | 0.0037968 | 0.0075578 | 0.032264 | 0.21217 | 0.35452 | 0.38104 | 0 | 0 | 0 | 9.3983e-05
2A | 2500-2999 | 1970s | 0 | 2.2793e-05 | 0.00079944 | 0.0058762 | 0.00043826 | 0.0015239 | 0.0037968 | 0.0075578 | 0.032264 | 0.21217 | 0.35452 | 0.38104 | 0 | 0 | 0 | 0.00085974
2B | 2500-2999 | 1970s | 0 | 2.2793e-05 | 0.00079944 | 0.0058762 | 0.00043826 | 0.0015239 | 0.0037968 | 0.0075578 | 0.032264 | 0.21217 | 0.35452 | 0.38104 | 0 | 0 | 0 | 0.00021287
3A | 2500-2999 | 1970s | 0 | 2.2793e-05 | 0.00079944 | 0.0058762 | 0.00043826 | 0.0015239 | 0.0037968 | 0.0075578 | 0.032264 | 0.21217 | 0.35452 | 0.38104 | 0 | 0 | 0 | 0.0011736
3B | 2500-2999 | 1970s | 0 | 2.2793e-05 | 0.00079944 | 0.0058762 | 0.00043826 | 0.0015239 | 0.0037968 | 0.0075578 | 0.032264 | 0.21217 | 0.35452 | 0.38104 | 0 | 0 | 0 | 0.00072913
3C | 2500-2999 | 1970s | 0 | 2.2793e-05 | 0.00079944 | 0.0058762 | 0.00043826 | 0.0015239 | 0.0037968 | 0.0075578 | 0.032264 | 0.21217 | 0.35452 | 0.38104 | 0 | 0 | 0 | 0.00023483
4A | 2500-2999 | 1970s | 0 | 2.2793e-05 | 0.00079944 | 0.0058762 | 0.00043826 | 0.0015239 | 0.0037968 | 0.0075578 | 0.032264 | 0.21217 | 0.35452 | 0.38104 | 0 | 0 | 0 | 0.0017606
4B | 2500-2999 | 1970s | 0 | 2.2793e-05 | 0.00079944 | 0.0058762 | 0.00043826 | 0.0015239 | 0.0037968 | 0.0075578 | 0.032264 | 0.21217 | 0.35452 | 0.38104 | 0 | 0 | 0 | 8.5025e-05
4C | 2500-2999 | 1970s | 0 | 2.2793e-05 | 0.00079944 | 0.0058762 | 0.00043826 | 0.0015239 | 0.0037968 | 0.0075578 | 0.032264 | 0.21217 | 0.35452 | 0.38104 | 0 | 0 | 0 | 0.00024842
5A | 2500-2999 | 1970s | 0 | 2.2793e-05 | 0.00079944 | 0.0058762 | 0.00043826 | 0.0015239 | 0.0037968 | 0.0075578 | 0.032264 | 0.21217 | 0.35452 | 0.38104 | 0 | 0 | 0 | 0.0018012
5B | 2500-2999 | 1970s | 0 | 2.2793e-05 | 0.00079944 | 0.0058762 | 0.00043826 | 0.0015239 | 0.0037968 | 0.0075578 | 0.032264 | 0.21217 | 0.35452 | 0.38104 | 0 | 0 | 0 | 0.00050862
6A | 2500-2999 | 1970s | 0 | 2.2793e-05 | 0.00079944 | 0.0058762 | 0.00043826 | 0.0015239 | 0.0037968 | 0.0075578 | 0.032264 | 0.21217 | 0.35452 | 0.38104 | 0 | 0 | 0 | 0.0005579
6B | 2500-2999 | 1970s | 0 | 2.2793e-05 | 0.00079944 | 0.0058762 | 0.00043826 | 0.0015239 | 0.0037968 | 0.0075578 | 0.032264 | 0.21217 | 0.35452 | 0.38104 | 0 | 0 | 0 | 5.8609e-05
7A | 2500-2999 | 1970s | 0 | 2.2793e-05 | 0.00079944 | 0.0058762 | 0.00043826 | 0.0015239 | 0.0037968 | 0.0075578 | 0.032264 | 0.21217 | 0.35452 | 0.38104 | 0 | 0 | 0 | 9.4889e-05
7B | 2500-2999 | 1970s | 0 | 2.2793e-05 | 0.00079944 | 0.0058762 | 0.00043826 | 0.0015239 | 0.0037968 | 0.0075578 | 0.032264 | 0.21217 | 0.35452 | 0.38104 | 0 | 0 | 0 | 6.7001e-06
1A | 3000-3999 | 1970s | 0 | 2.2793e-05 | 0.00079944 | 0.0058762 | 0.00043826 | 0.0015239 | 0.0037968 | 0.0075578 | 0.032264 | 0.21217 | 0.35452 | 0.38104 | 0 | 0 | 0 | 5.4832e-05
2A | 3000-3999 | 1970s | 0 | 2.2793e-05 | 0.00079944 | 0.0058762 | 0.00043826 | 0.0015239 | 0.0037968 | 0.0075578 | 0.032264 | 0.21217 | 0.35452 | 0.38104 | 0 | 0 | 0 | 0.00058614
2B | 3000-3999 | 1970s | 0 | 2.2793e-05 | 0.00079944 | 0.0058762 | 0.00043826 | 0.0015239 | 0.0037968 | 0.0075578 | 0.032264 | 0.21217 | 0.35452 | 0.38104 | 0 | 0 | 0 | 0.00011718
3A | 3000-3999 | 1970s | 0 | 2.2793e-05 | 0.00079944 | 0.0058762 | 0.00043826 | 0.0015239 | 0.0037968 | 0.0075578 | 0.032264 | 0.21217 | 0.35452 | 0.38104 | 0 | 0 | 0 | 0.00076862
3B | 3000-3999 | 1970s | 0 | 2.2793e-05 | 0.00079944 | 0.0058762 | 0.00043826 | 0.0015239 | 0.0037968 | 0.0075578 | 0.032264 | 0.21217 | 0.35452 | 0.38104 | 0 | 0 | 0 | 0.0003458
3C | 3000-3999 | 1970s | 0 | 2.2793e-05 | 0.00079944 | 0.0058762 | 0.00043826 | 0.0015239 | 0.0037968 | 0.0075578 | 0.032264 | 0.21217 | 0.35452 | 0.38104 | 0 | 0 | 0 | 0.00010926
4A | 3000-3999 | 1970s | 0 | 2.2793e-05 | 0.00079944 | 0.0058762 | 0.00043826 | 0.0015239 | 0.0037968 | 0.0075578 | 0.032264 | 0.21217 | 0.35452 | 0.38104 | 0 | 0 | 0 | 0.0011505
4B | 3000-3999 | 1970s | 0 | 2.2793e-05 | 0.00079944 | 0.0058762 | 0.00043826 | 0.0015239 | 0.0037968 | 0.0075578 | 0.032264 | 0.21217 | 0.35452 | 0.38104 | 0 | 0 | 0 | 5.2237e-05
4C | 3000-3999 | 1970s | 0 | 2.2793e-05 | 0.00079944 | 0.0058762 | 0.00043826 | 0.0015239 | 0.0037968 | 0.0075578 | 0.032264 | 0.21217 | 0.35452 | 0.38104 | 0 | 0 | 0 | 0.00012609
5A | 3000-3999 | 1970s | 0 | 2.2793e-05 | 0.00079944 | 0.0058762 | 0.00043826 | 0.0015239 | 0.0037968 | 0.0075578 | 0.032264 | 0.21217 | 0.35452 | 0.38104 | 0 | 0 | 0 | 0.001276
5B | 3000-3999 | 1970s | 0 | 2.2793e-05 | 0.00079944 | 0.0058762 | 0.00043826 | 0.0015239 | 0.0037968 | 0.0075578 | 0.032264 | 0.21217 | 0.35452 | 0.38104 | 0 | 0 | 0 | 0.00030107
6A | 3000-3999 | 1970s | 0 | 2.2793e-05 | 0.00079944 | 0.0058762 | 0.00043826 | 0.0015239 | 0.0037968 | 0.0075578 | 0.032264 | 0.21217 | 0.35452 | 0.38104 | 0 | 0 | 0 | 0.00041051
6B | 3000-3999 | 1970s | 0 | 2.2793e-05 | 0.00079944 | 0.0058762 | 0.00043826 | 0.0015239 | 0.0037968 | 0.0075578 | 0.032264 | 0.21217 | 0.35452 | 0.38104 | 0 | 0 | 0 | 3.743e-05
7A | 3000-3999 | 1970s | 0 | 2.2793e-05 | 0.00079944 | 0.0058762 | 0.00043826 | 0.0015239 | 0.0037968 | 0.0075578 | 0.032264 | 0.21217 | 0.35452 | 0.38104 | 0 | 0 | 0 | 6.2633e-05
7B | 3000-3999 | 1970s | 0 | 2.2793e-05 | 0.00079944 | 0.0058762 | 0.00043826 | 0.0015239 | 0.0037968 | 0.0075578 | 0.032264 | 0.21217 | 0.35452 | 0.38104 | 0 | 0 | 0 | 5.5083e-06
1A | 4000+ | 1970s | 0 | 2.2793e-05 | 0.00079944 | 0.0058762 | 0.00043826 | 0.0015239 | 0.0037968 | 0.0075578 | 0.032264 | 0.21217 | 0.35452 | 0.38104 | 0 | 0 | 0 | 2.6213e-05
2A | 4000+ | 1970s | 0 | 2.2793e-05 | 0.00079944 | 0.0058762 | 0.00043826 | 0.0015239 | 0.0037968 | 0.0075578 | 0.032264 | 0.21217 | 0.35452 | 0.38104 | 0 | 0 | 0 | 0.00020776
2B | 4000+ | 1970s | 0 | 2.2793e-05 | 0.00079944 | 0.0058762 | 0.00043826 | 0.0015239 | 0.0037968 | 0.0075578 | 0.032264 | 0.21217 | 0.35452 | 0.38104 | 0 | 0 | 0 | 4.5078e-05
3A | 4000+ | 1970s | 0 | 2.2793e-05 | 0.00079944 | 0.0058762 | 0.00043826 | 0.0015239 | 0.0037968 | 0.0075578 | 0.032264 | 0.21217 | 0.35452 | 0.38104 | 0 | 0 | 0 | 0.00025398
3B | 4000+ | 1970s | 0 | 2.2793e-05 | 0.00079944 | 0.0058762 | 0.00043826 | 0.0015239 | 0.0037968 | 0.0075578 | 0.032264 | 0.21217 | 0.35452 | 0.38104 | 0 | 0 | 0 | 0.00021975
3C | 4000+ | 1970s | 0 | 2.2793e-05 | 0.00079944 | 0.0058762 | 0.00043826 | 0.0015239 | 0.0037968 | 0.0075578 | 0.032264 | 0.21217 | 0.35452 | 0.38104 | 0 | 0 | 0 | 6.4724e-05
4A | 4000+ | 1970s | 0 | 2.2793e-05 | 0.00079944 | 0.0058762 | 0.00043826 | 0.0015239 | 0.0037968 | 0.0075578 | 0.032264 | 0.21217 | 0.35452 | 0.38104 | 0 | 0 | 0 | 0.0004286
4B | 4000+ | 1970s | 0 | 2.2793e-05 | 0.00079944 | 0.0058762 | 0.00043826 | 0.0015239 | 0.0037968 | 0.0075578 | 0.032264 | 0.21217 | 0.35452 | 0.38104 | 0 | 0 | 0 | 2.454e-05
4C | 4000+ | 1970s | 0 | 2.2793e-05 | 0.00079944 | 0.0058762 | 0.00043826 | 0.0015239 | 0.0037968 | 0.0075578 | 0.032264 | 0.21217 | 0.35452 | 0.38104 | 0 | 0 | 0 | 6.5374e-05
5A | 4000+ | 1970s | 0 | 2.2793e-05 | 0.00079944 | 0.0058762 | 0.00043826 | 0.0015239 | 0.0037968 | 0.0075578 | 0.032264 | 0.21217 | 0.35452 | 0.38104 | 0 | 0 | 0 | 0.00047993
5B | 4000+ | 1970s | 0 | 2.2793e-05 | 0.00079944 | 0.0058762 | 0.00043826 | 0.0015239 | 0.0037968 | 0.0075578 | 0.032264 | 0.21217 | 0.35452 | 0.38104 | 0 | 0 | 0 | 0.00014098
6A | 4000+ | 1970s | 0 | 2.2793e-05 | 0.00079944 | 0.0058762 | 0.00043826 | 0.0015239 | 0.0037968 | 0.0075578 | 0.032264 | 0.21217 | 0.35452 | 0.38104 | 0 | 0 | 0 | 0.00012574
6B | 4000+ | 1970s | 0 | 2.2793e-05 | 0.00079944 | 0.0058762 | 0.00043826 | 0.0015239 | 0.0037968 | 0.0075578 | 0.032264 | 0.21217 | 0.35452 | 0.38104 | 0 | 0 | 0 | 6.9363e-05
7A | 4000+ | 1970s | 0 | 2.2793e-05 | 0.00079944 | 0.0058762 | 0.00043826 | 0.0015239 | 0.0037968 | 0.0075578 | 0.032264 | 0.21217 | 0.35452 | 0.38104 | 0 | 0 | 0 | 2.5626e-05
7B | 4000+ | 1970s | 0 | 2.2793e-05 | 0.00079944 | 0.0058762 | 0.00043826 | 0.0015239 | 0.0037968 | 0.0075578 | 0.032264 | 0.21217 | 0.35452 | 0.38104 | 0 | 0 | 0 | 8.7165e-06
1A | 500-749 | 1970s | 0 | 2.2793e-05 | 0.00079944 | 0.0058762 | 0.00043826 | 0.0015239 | 0.0037968 | 0.0075578 | 0.032264 | 0.21217 | 0.35452 | 0.38104 | 0 | 0 | 0 | 0.00041439
2A | 500-749 | 1970s | 0 | 2.2793e-05 | 0.00079944 | 0.0058762 | 0.00043826 | 0.0015239 | 0.0037968 | 0.0075578 | 0.032264 | 0.21217 | 0.35452 | 0.38104 | 0 | 0 | 0 | 0.0020403
2B | 500-749 | 1970s | 0 | 2.2793e-05 | 0.00079944 | 0.0058762 | 0.00043826 | 0.0015239 | 0.0037968 | 0.0075578 | 0.032264 | 0.21217 | 0.35452 | 0.38104 | 0 | 0 | 0 | 0.00033489
3A | 500-749 | 1970s | 0 | 2.2793e-05 | 0.00079944 | 0.0058762 | 0.00043826 | 0.0015239 | 0.0037968 | 0.0075578 | 0.032264 | 0.21217 | 0.35452 | 0.38104 | 0 | 0 | 0 | 0.0019017
3B | 500-749 | 1970s | 0 | 2.2793e-05 | 0.00079944 | 0.0058762 | 0.00043826 | 0.0015239 | 0.0037968 | 0.0075578 | 0.032264 | 0.21217 | 0.35452 | 0.38104 | 0 | 0 | 0 | 0.0020892
3C | 500-749 | 1970s | 0 | 2.2793e-05 | 0.00079944 | 0.0058762 | 0.00043826 | 0.0015239 | 0.0037968 | 0.0075578 | 0.032264 | 0.21217 | 0.35452 | 0.38104 | 0 | 0 | 0 | 0.0004894
4A | 500-749 | 1970s | 0 | 2.2793e-05 | 0.00079944 | 0.0058762 | 0.00043826 | 0.0015239 | 0.0037968 | 0.0075578 | 0.032264 | 0.21217 | 0.35452 | 0.38104 | 0 | 0 | 0 | 0.0028672
4B | 500-749 | 1970s | 0 | 2.2793e-05 | 0.00079944 | 0.0058762 | 0.00043826 | 0.0015239 | 0.0037968 | 0.0075578 | 0.032264 | 0.21217 | 0.35452 | 0.38104 | 0 | 0 | 0 | 0.00014625
4C | 500-749 | 1970s | 0 | 2.2793e-05 | 0.00079944 | 0.0058762 | 0.00043826 | 0.0015239 | 0.0037968 | 0.0075578 | 0.032264 | 0.21217 | 0.35452 | 0.38104 | 0 | 0 | 0 | 0.00055062
5A | 500-749 | 1970s | 0 | 2.2793e-05 | 0.00079944 | 0.0058762 | 0.00043826 | 0.0015239 | 0.0037968 | 0.0075578 | 0.032264 | 0.21217 | 0.35452 | 0.38104 | 0 | 0 | 0 | 0.0036171
5B | 500-749 | 1970s | 0 | 2.2793e-05 | 0.00079944 | 0.0058762 | 0.00043826 | 0.0015239 | 0.0037968 | 0.0075578 | 0.032264 | 0.21217 | 0.35452 | 0.38104 | 0 | 0 | 0 | 0.00071529
6A | 500-749 | 1970s | 0 | 2.2793e-05 | 0.00079944 | 0.0058762 | 0.00043826 | 0.0015239 | 0.0037968 | 0.0075578 | 0.032264 | 0.21217 | 0.35452 | 0.38104 | 0 | 0 | 0 | 0.00094175
6B | 500-749 | 1970s | 0 | 2.2793e-05 | 0.00079944 | 0.0058762 | 0.00043826 | 0.0015239 | 0.0037968 | 0.0075578 | 0.032264 | 0.21217 | 0.35452 | 0.38104 | 0 | 0 | 0 | 0.0001728
7A | 500-749 | 1970s | 0 | 2.2793e-05 | 0.00079944 | 0.0058762 | 0.00043826 | 0.0015239 | 0.0037968 | 0.0075578 | 0.032264 | 0.21217 | 0.35452 | 0.38104 | 0 | 0 | 0 | 9.9929e-05
7B | 500-749 | 1970s | 0 | 2.2793e-05 | 0.00079944 | 0.0058762 | 0.00043826 | 0.0015239 | 0.0037968 | 0.0075578 | 0.032264 | 0.21217 | 0.35452 | 0.38104 | 0 | 0 | 0 | 2.9849e-05
1A | 750-999 | 1970s | 0 | 2.2793e-05 | 0.00079944 | 0.0058762 | 0.00043826 | 0.0015239 | 0.0037968 | 0.0075578 | 0.032264 | 0.21217 | 0.35452 | 0.38104 | 0 | 0 | 0 | 0.00068037
2A | 750-999 | 1970s | 0 | 2.2793e-05 | 0.00079944 | 0.0058762 | 0.00043826 | 0.0015239 | 0.0037968 | 0.0075578 | 0.032264 | 0.21217 | 0.35452 | 0.38104 | 0 | 0 | 0 | 0.0033519
2B | 750-999 | 1970s | 0 | 2.2793e-05 | 0.00079944 | 0.0058762 | 0.00043826 | 0.0015239 | 0.0037968 | 0.0075578 | 0.032264 | 0.21217 | 0.35452 | 0.38104 | 0 | 0 | 0 | 0.00055004
3A | 750-999 | 1970s | 0 | 2.2793e-05 | 0.00079944 | 0.0058762 | 0.00043826 | 0.0015239 | 0.0037968 | 0.0075578 | 0.032264 | 0.21217 | 0.35452 | 0.38104 | 0 | 0 | 0 | 0.0032521
3B | 750-999 | 1970s | 0 | 2.2793e-05 | 0.00079944 | 0.0058762 | 0.00043826 | 0.0015239 | 0.0037968 | 0.0075578 | 0.032264 | 0.21217 | 0.35452 | 0.38104 | 0 | 0 | 0 | 0.0030563
3C | 750-999 | 1970s | 0 | 2.2793e-05 | 0.00079944 | 0.0058762 | 0.00043826 | 0.0015239 | 0.0037968 | 0.0075578 | 0.032264 | 0.21217 | 0.35452 | 0.38104 | 0 | 0 | 0 | 0.00076164
4A | 750-999 | 1970s | 0 | 2.2793e-05 | 0.00079944 | 0.0058762 | 0.00043826 | 0.0015239 | 0.0037968 | 0.0075578 | 0.032264 | 0.21217 | 0.35452 | 0.38104 | 0 | 0 | 0 | 0.0047768
4B | 750-999 | 1970s | 0 | 2.2793e-05 | 0.00079944 | 0.0058762 | 0.00043826 | 0.0015239 | 0.0037968 | 0.0075578 | 0.032264 | 0.21217 | 0.35452 | 0.38104 | 0 | 0 | 0 | 0.00022902
4C | 750-999 | 1970s | 0 | 2.2793e-05 | 0.00079944 | 0.0058762 | 0.00043826 | 0.0015239 | 0.0037968 | 0.0075578 | 0.032264 | 0.21217 | 0.35452 | 0.38104 | 0 | 0 | 0 | 0.00077766
5A | 750-999 | 1970s | 0 | 2.2793e-05 | 0.00079944 | 0.0058762 | 0.00043826 | 0.0015239 | 0.0037968 | 0.0075578 | 0.032264 | 0.21217 | 0.35452 | 0.38104 | 0 | 0 | 0 | 0.005339
5B | 750-999 | 1970s | 0 | 2.2793e-05 | 0.00079944 | 0.0058762 | 0.00043826 | 0.0015239 | 0.0037968 | 0.0075578 | 0.032264 | 0.21217 | 0.35452 | 0.38104 | 0 | 0 | 0 | 0.001124
6A | 750-999 | 1970s | 0 | 2.2793e-05 | 0.00079944 | 0.0058762 | 0.00043826 | 0.0015239 | 0.0037968 | 0.0075578 | 0.032264 | 0.21217 | 0.35452 | 0.38104 | 0 | 0 | 0 | 0.0012823
6B | 750-999 | 1970s | 0 | 2.2793e-05 | 0.00079944 | 0.0058762 | 0.00043826 | 0.0015239 | 0.0037968 | 0.0075578 | 0.032264 | 0.21217 | 0.35452 | 0.38104 | 0 | 0 | 0 | 0.00030983
7A | 750-999 | 1970s | 0 | 2.2793e-05 | 0.00079944 | 0.0058762 | 0.00043826 | 0.0015239 | 0.0037968 | 0.0075578 | 0.032264 | 0.21217 | 0.35452 | 0.38104 | 0 | 0 | 0 | 0.00017307
7B | 750-999 | 1970s | 0 | 2.2793e-05 | 0.00079944 | 0.0058762 | 0.00043826 | 0.0015239 | 0.0037968 | 0.0075578 | 0.032264 | 0.21217 | 0.35452 | 0.38104 | 0 | 0 | 0 | 4.6384e-05
1A | 0-499 | 1980s | 7.2898e-09 | 7.6404e-05 | 0.0020064 | 0.011595 | 0.0069985 | 0.015644 | 0.026864 | 0.03882 | 0.10857 | 0.34072 | 0.27744 | 0.17127 | 0 | 0 | 0 | 4.4532e-05
2A | 0-499 | 1980s | 7.2898e-09 | 7.6404e-05 | 0.0020064 | 0.011595 | 0.0069985 | 0.015644 | 0.026864 | 0.03882 | 0.10857 | 0.34072 | 0.27744 | 0.17127 | 0 | 0 | 0 | 0.0003929
2B | 0-499 | 1980s | 7.2898e-09 | 7.6404e-05 | 0.0020064 | 0.011595 | 0.0069985 | 0.015644 | 0.026864 | 0.03882 | 0.10857 | 0.34072 | 0.27744 | 0.17127 | 0 | 0 | 0 | 0.00010798
3A | 0-499 | 1980s | 7.2898e-09 | 7.6404e-05 | 0.0020064 | 0.011595 | 0.0069985 | 0.015644 | 0.026864 | 0.03882 | 0.10857 | 0.34072 | 0.27744 | 0.17127 | 0 | 0 | 0 | 0.00042182
3B | 0-499 | 1980s | 7.2898e-09 | 7.6404e-05 | 0.0020064 | 0.011595 | 0.0069985 | 0.015644 | 0.026864 | 0.03882 | 0.10857 | 0.34072 | 0.27744 | 0.17127 | 0 | 0 | 0 | 0.00054688
3C | 0-499 | 1980s | 7.2898e-09 | 7.6404e-05 | 0.0020064 | 0.011595 | 0.0069985 | 0.015644 | 0.026864 | 0.03882 | 0.10857 | 0.34072 | 0.27744 | 0.17127 | 0 | 0 | 0 | 9.3072e-05
4A | 0-499 | 1980s | 7.2898e-09 | 7.6404e-05 | 0.0020064 | 0.011595 | 0.0069985 | 0.015644 | 0.026864 | 0.03882 | 0.10857 | 0.34072 | 0.27744 | 0.17127 | 0 | 0 | 0 | 0.00065007
4B | 0-499 | 1980s | 7.2898e-09 | 7.6404e-05 | 0.0020064 | 0.011595 | 0.0069985 | 0.015644 | 0.026864 | 0.03882 | 0.10857 | 0.34072 | 0.27744 | 0.17127 | 0 | 0 | 0 | 4.6555e-05
4C | 0-499 | 1980s | 7.2898e-09 | 7.6404e-05 | 0.0020064 | 0.011595 | 0.0069985 | 0.015644 | 0.026864 | 0.03882 | 0.10857 | 0.34072 | 0.27744 | 0.17127 | 0 | 0 | 0 | 0.00015015
5A | 0-499 | 1980s | 7.2898e-09 | 7.6404e-05 | 0.0020064 | 0.011595 | 0.0069985 | 0.015644 | 0.026864 | 0.03882 | 0.10857 | 0.34072 | 0.27744 | 0.17127 | 0 | 0 | 0 | 0.00054367
5B | 0-499 | 1980s | 7.2898e-09 | 7.6404e-05 | 0.0020064 | 0.011595 | 0.0069985 | 0.015644 | 0.026864 | 0.03882 | 0.10857 | 0.34072 | 0.27744 | 0.17127 | 0 | 0 | 0 | 0.00018151
6A | 0-499 | 1980s | 7.2898e-09 | 7.6404e-05 | 0.0020064 | 0.011595 | 0.0069985 | 0.015644 | 0.026864 | 0.03882 | 0.10857 | 0.34072 | 0.27744 | 0.17127 | 0 | 0 | 0 | 0.00017643
6B | 0-499 | 1980s | 7.2898e-09 | 7.6404e-05 | 0.0020064 | 0.011595 | 0.0069985 | 0.015644 | 0.026864 | 0.03882 | 0.10857 | 0.34072 | 0.27744 | 0.17127 | 0 | 0 | 0 | 5.7613e-05
7A | 0-499 | 1980s | 7.2898e-09 | 7.6404e-05 | 0.0020064 | 0.011595 | 0.0069985 | 0.015644 | 0.026864 | 0.03882 | 0.10857 | 0.34072 | 0.27744 | 0.17127 | 0 | 0 | 0 | 1.8514e-05
7B | 0-499 | 1980s | 7.2898e-09 | 7.6404e-05 | 0.0020064 | 0.011595 | 0.0069985 | 0.015644 | 0.026864 | 0.03882 | 0.10857 | 0.34072 | 0.27744 | 0.17127 | 0 | 0 | 0 | 8.1587e-06
1A | 1000-1499 | 1980s | 7.2898e-09 | 7.6404e-05 | 0.0020064 | 0.011595 | 0.0069985 | 0.015644 | 0.026864 | 0.03882 | 0.10857 | 0.34072 | 0.27744 | 0.17127 | 0 | 0 | 0 | 0.0007564
2A | 1000-1499 | 1980s | 7.2898e-09 | 7.6404e-05 | 0.0020064 | 0.011595 | 0.0069985 | 0.015644 | 0.026864 | 0.03882 | 0.10857 | 0.34072 | 0.27744 | 0.17127 | 0 | 0 | 0 | 0.0058365
2B | 1000-1499 | 1980s | 7.2898e-09 | 7.6404e-05 | 0.0020064 | 0.011595 | 0.0069985 | 0.015644 | 0.026864 | 0.03882 | 0.10857 | 0.34072 | 0.27744 | 0.17127 | 0 | 0 | 0 | 0.00093653
3A | 1000-1499 | 1980s | 7.2898e-09 | 7.6404e-05 | 0.0020064 | 0.011595 | 0.0069985 | 0.015644 | 0.026864 | 0.03882 | 0.10857 | 0.34072 | 0.27744 | 0.17127 | 0 | 0 | 0 | 0.0057926
3B | 1000-1499 | 1980s | 7.2898e-09 | 7.6404e-05 | 0.0020064 | 0.011595 | 0.0069985 | 0.015644 | 0.026864 | 0.03882 | 0.10857 | 0.34072 | 0.27744 | 0.17127 | 0 | 0 | 0 | 0.0038936
3C | 1000-1499 | 1980s | 7.2898e-09 | 7.6404e-05 | 0.0020064 | 0.011595 | 0.0069985 | 0.015644 | 0.026864 | 0.03882 | 0.10857 | 0.34072 | 0.27744 | 0.17127 | 0 | 0 | 0 | 0.0008354
4A | 1000-1499 | 1980s | 7.2898e-09 | 7.6404e-05 | 0.0020064 | 0.011595 | 0.0069985 | 0.015644 | 0.026864 | 0.03882 | 0.10857 | 0.34072 | 0.27744 | 0.17127 | 0 | 0 | 0 | 0.0065221
4B | 1000-1499 | 1980s | 7.2898e-09 | 7.6404e-05 | 0.0020064 | 0.011595 | 0.0069985 | 0.015644 | 0.026864 | 0.03882 | 0.10857 | 0.34072 | 0.27744 | 0.17127 | 0 | 0 | 0 | 0.00035313
4C | 1000-1499 | 1980s | 7.2898e-09 | 7.6404e-05 | 0.0020064 | 0.011595 | 0.0069985 | 0.015644 | 0.026864 | 0.03882 | 0.10857 | 0.34072 | 0.27744 | 0.17127 | 0 | 0 | 0 | 0.00092318
5A | 1000-1499 | 1980s | 7.2898e-09 | 7.6404e-05 | 0.0020064 | 0.011595 | 0.0069985 | 0.015644 | 0.026864 | 0.03882 | 0.10857 | 0.34072 | 0.27744 | 0.17127 | 0 | 0 | 0 | 0.0054267
5B | 1000-1499 | 1980s | 7.2898e-09 | 7.6404e-05 | 0.0020064 | 0.011595 | 0.0069985 | 0.015644 | 0.026864 | 0.03882 | 0.10857 | 0.34072 | 0.27744 | 0.17127 | 0 | 0 | 0 | 0.0014097
6A | 1000-1499 | 1980s | 7.2898e-09 | 7.6404e-05 | 0.0020064 | 0.011595 | 0.0069985 | 0.015644 | 0.026864 | 0.03882 | 0.10857 | 0.34072 | 0.27744 | 0.17127 | 0 | 0 | 0 | 0.0016717
6B | 1000-1499 | 1980s | 7.2898e-09 | 7.6404e-05 | 0.0020064 | 0.011595 | 0.0069985 | 0.015644 | 0.026864 | 0.03882 | 0.10857 | 0.34072 | 0.27744 | 0.17127 | 0 | 0 | 0 | 0.00036827
7A | 1000-1499 | 1980s | 7.2898e-09 | 7.6404e-05 | 0.0020064 | 0.011595 | 0.0069985 | 0.015644 | 0.026864 | 0.03882 | 0.10857 | 0.34072 | 0.27744 | 0.17127 | 0 | 0 | 0 | 0.00020445
7B | 1000-1499 | 1980s | 7.2898e-09 | 7.6404e-05 | 0.0020064 | 0.011595 | 0.0069985 | 0.015644 | 0.026864 | 0.03882 | 0.10857 | 0.34072 | 0.27744 | 0.17127 | 0 | 0 | 0 | 6.4238e-05
1A | 1500-1999 | 1980s | 7.2898e-09 | 7.6404e-05 | 0.0020064 | 0.011595 | 0.0069985 | 0.015644 | 0.026864 | 0.03882 | 0.10857 | 0.34072 | 0.27744 | 0.17127 | 0 | 0 | 0 | 0.00048687
2A | 1500-1999 | 1980s | 7.2898e-09 | 7.6404e-05 | 0.0020064 | 0.011595 | 0.0069985 | 0.015644 | 0.026864 | 0.03882 | 0.10857 | 0.34072 | 0.27744 | 0.17127 | 0 | 0 | 0 | 0.0046712
2B | 1500-1999 | 1980s | 7.2898e-09 | 7.6404e-05 | 0.0020064 | 0.011595 | 0.0069985 | 0.015644 | 0.026864 | 0.03882 | 0.10857 | 0.34072 | 0.27744 | 0.17127 | 0 | 0 | 0 | 0.00062102
3A | 1500-1999 | 1980s | 7.2898e-09 | 7.6404e-05 | 0.0020064 | 0.011595 | 0.0069985 | 0.015644 | 0.026864 | 0.03882 | 0.10857 | 0.34072 | 0.27744 | 0.17127 | 0 | 0 | 0 | 0.0046015
3B | 1500-1999 | 1980s | 7.2898e-09 | 7.6404e-05 | 0.0020064 | 0.011595 | 0.0069985 | 0.015644 | 0.026864 | 0.03882 | 0.10857 | 0.34072 | 0.27744 | 0.17127 | 0 | 0 | 0 | 0.002904
3C | 1500-1999 | 1980s | 7.2898e-09 | 7.6404e-05 | 0.0020064 | 0.011595 | 0.0069985 | 0.015644 | 0.026864 | 0.03882 | 0.10857 | 0.34072 | 0.27744 | 0.17127 | 0 | 0 | 0 | 0.00058407
4A | 1500-1999 | 1980s | 7.2898e-09 | 7.6404e-05 | 0.0020064 | 0.011595 | 0.0069985 | 0.015644 | 0.026864 | 0.03882 | 0.10857 | 0.34072 | 0.27744 | 0.17127 | 0 | 0 | 0 | 0.0052472
4B | 1500-1999 | 1980s | 7.2898e-09 | 7.6404e-05 | 0.0020064 | 0.011595 | 0.0069985 | 0.015644 | 0.026864 | 0.03882 | 0.10857 | 0.34072 | 0.27744 | 0.17127 | 0 | 0 | 0 | 0.00025107
4C | 1500-1999 | 1980s | 7.2898e-09 | 7.6404e-05 | 0.0020064 | 0.011595 | 0.0069985 | 0.015644 | 0.026864 | 0.03882 | 0.10857 | 0.34072 | 0.27744 | 0.17127 | 0 | 0 | 0 | 0.00075143
5A | 1500-1999 | 1980s | 7.2898e-09 | 7.6404e-05 | 0.0020064 | 0.011595 | 0.0069985 | 0.015644 | 0.026864 | 0.03882 | 0.10857 | 0.34072 | 0.27744 | 0.17127 | 0 | 0 | 0 | 0.0038185
5B | 1500-1999 | 1980s | 7.2898e-09 | 7.6404e-05 | 0.0020064 | 0.011595 | 0.0069985 | 0.015644 | 0.026864 | 0.03882 | 0.10857 | 0.34072 | 0.27744 | 0.17127 | 0 | 0 | 0 | 0.00093395
6A | 1500-1999 | 1980s | 7.2898e-09 | 7.6404e-05 | 0.0020064 | 0.011595 | 0.0069985 | 0.015644 | 0.026864 | 0.03882 | 0.10857 | 0.34072 | 0.27744 | 0.17127 | 0 | 0 | 0 | 0.0013158
6B | 1500-1999 | 1980s | 7.2898e-09 | 7.6404e-05 | 0.0020064 | 0.011595 | 0.0069985 | 0.015644 | 0.026864 | 0.03882 | 0.10857 | 0.34072 | 0.27744 | 0.17127 | 0 | 0 | 0 | 0.00019438
7A | 1500-1999 | 1980s | 7.2898e-09 | 7.6404e-05 | 0.0020064 | 0.011595 | 0.0069985 | 0.015644 | 0.026864 | 0.03882 | 0.10857 | 0.34072 | 0.27744 | 0.17127 | 0 | 0 | 0 | 0.00015645
7B | 1500-1999 | 1980s | 7.2898e-09 | 7.6404e-05 | 0.0020064 | 0.011595 | 0.0069985 | 0.015644 | 0.026864 | 0.03882 | 0.10857 | 0.34072 | 0.27744 | 0.17127 | 0 | 0 | 0 | 2.6914e-05
1A | 2000-2499 | 1980s | 7.2898e-09 | 7.6404e-05 | 0.0020064 | 0.011595 | 0.0069985 | 0.015644 | 0.026864 | 0.03882 | 0.10857 | 0.34072 | 0.27744 | 0.17127 | 0 | 0 | 0 | 0.00023489
2A | 2000-2499 | 1980s | 7.2898e-09 | 7.6404e-05 | 0.0020064 | 0.011595 | 0.0069985 | 0.015644 | 0.026864 | 0.03882 | 0.10857 | 0.34072 | 0.27744 | 0.17127 | 0 | 0 | 0 | 0.0025643
2B | 2000-2499 | 1980s | 7.2898e-09 | 7.6404e-05 | 0.0020064 | 0.011595 | 0.0069985 | 0.015644 | 0.026864 | 0.03882 | 0.10857 | 0.34072 | 0.27744 | 0.17127 | 0 | 0 | 0 | 0.00040046
3A | 2000-2499 | 1980s | 7.2898e-09 | 7.6404e-05 | 0.0020064 | 0.011595 | 0.0069985 | 0.015644 | 0.026864 | 0.03882 | 0.10857 | 0.34072 | 0.27744 | 0.17127 | 0 | 0 | 0 | 0.0025771
3B | 2000-2499 | 1980s | 7.2898e-09 | 7.6404e-05 | 0.0020064 | 0.011595 | 0.0069985 | 0.015644 | 0.026864 | 0.03882 | 0.10857 | 0.34072 | 0.27744 | 0.17127 | 0 | 0 | 0 | 0.0016862
3C | 2000-2499 | 1980s | 7.2898e-09 | 7.6404e-05 | 0.0020064 | 0.011595 | 0.0069985 | 0.015644 | 0.026864 | 0.03882 | 0.10857 | 0.34072 | 0.27744 | 0.17127 | 0 | 0 | 0 | 0.00034646
4A | 2000-2499 | 1980s | 7.2898e-09 | 7.6404e-05 | 0.0020064 | 0.011595 | 0.0069985 | 0.015644 | 0.026864 | 0.03882 | 0.10857 | 0.34072 | 0.27744 | 0.17127 | 0 | 0 | 0 | 0.0035015
4B | 2000-2499 | 1980s | 7.2898e-09 | 7.6404e-05 | 0.0020064 | 0.011595 | 0.0069985 | 0.015644 | 0.026864 | 0.03882 | 0.10857 | 0.34072 | 0.27744 | 0.17127 | 0 | 0 | 0 | 0.00016767
4C | 2000-2499 | 1980s | 7.2898e-09 | 7.6404e-05 | 0.0020064 | 0.011595 | 0.0069985 | 0.015644 | 0.026864 | 0.03882 | 0.10857 | 0.34072 | 0.27744 | 0.17127 | 0 | 0 | 0 | 0.00046706
5A | 2000-2499 | 1980s | 7.2898e-09 | 7.6404e-05 | 0.0020064 | 0.011595 | 0.0069985 | 0.015644 | 0.026864 | 0.03882 | 0.10857 | 0.34072 | 0.27744 | 0.17127 | 0 | 0 | 0 | 0.0030888
5B | 2000-2499 | 1980s | 7.2898e-09 | 7.6404e-05 | 0.0020064 | 0.011595 | 0.0069985 | 0.015644 | 0.026864 | 0.03882 | 0.10857 | 0.34072 | 0.27744 | 0.17127 | 0 | 0 | 0 | 0.00065701
6A | 2000-2499 | 1980s | 7.2898e-09 | 7.6404e-05 | 0.0020064 | 0.011595 | 0.0069985 | 0.015644 | 0.026864 | 0.03882 | 0.10857 | 0.34072 | 0.27744 | 0.17127 | 0 | 0 | 0 | 0.00095754
6B | 2000-2499 | 1980s | 7.2898e-09 | 7.6404e-05 | 0.0020064 | 0.011595 | 0.0069985 | 0.015644 | 0.026864 | 0.03882 | 0.10857 | 0.34072 | 0.27744 | 0.17127 | 0 | 0 | 0 | 0.00014036
7A | 2000-2499 | 1980s | 7.2898e-09 | 7.6404e-05 | 0.0020064 | 0.011595 | 0.0069985 | 0.015644 | 0.026864 | 0.03882 | 0.10857 | 0.34072 | 0.27744 | 0.17127 | 0 | 0 | 0 | 0.00010502
7B | 2000-2499 | 1980s | 7.2898e-09 | 7.6404e-05 | 0.0020064 | 0.011595 | 0.0069985 | 0.015644 | 0.026864 | 0.03882 | 0.10857 | 0.34072 | 0.27744 | 0.17127 | 0 | 0 | 0 | 2.1422e-05
1A | 2500-2999 | 1980s | 7.2898e-09 | 7.6404e-05 | 0.0020064 | 0.011595 | 0.0069985 | 0.015644 | 0.026864 | 0.03882 | 0.10857 | 0.34072 | 0.27744 | 0.17127 | 0 | 0 | 0 | 0.00011597
2A | 2500-2999 | 1980s | 7.2898e-09 | 7.6404e-05 | 0.0020064 | 0.011595 | 0.0069985 | 0.015644 | 0.026864 | 0.03882 | 0.10857 | 0.34072 | 0.27744 | 0.17127 | 0 | 0 | 0 | 0.00133
2B | 2500-2999 | 1980s | 7.2898e-09 | 7.6404e-05 | 0.0020064 | 0.011595 | 0.0069985 | 0.015644 | 0.026864 | 0.03882 | 0.10857 | 0.34072 | 0.27744 | 0.17127 | 0 | 0 | 0 | 0.00022152
3A | 2500-2999 | 1980s | 7.2898e-09 | 7.6404e-05 | 0.0020064 | 0.011595 | 0.0069985 | 0.015644 | 0.026864 | 0.03882 | 0.10857 | 0.34072 | 0.27744 | 0.17127 | 0 | 0 | 0 | 0.0013476
3B | 2500-2999 | 1980s | 7.2898e-09 | 7.6404e-05 | 0.0020064 | 0.011595 | 0.0069985 | 0.015644 | 0.026864 | 0.03882 | 0.10857 | 0.34072 | 0.27744 | 0.17127 | 0 | 0 | 0 | 0.00082384
3C | 2500-2999 | 1980s | 7.2898e-09 | 7.6404e-05 | 0.0020064 | 0.011595 | 0.0069985 | 0.015644 | 0.026864 | 0.03882 | 0.10857 | 0.34072 | 0.27744 | 0.17127 | 0 | 0 | 0 | 0.00017312
4A | 2500-2999 | 1980s | 7.2898e-09 | 7.6404e-05 | 0.0020064 | 0.011595 | 0.0069985 | 0.015644 | 0.026864 | 0.03882 | 0.10857 | 0.34072 | 0.27744 | 0.17127 | 0 | 0 | 0 | 0.0020101
4B | 2500-2999 | 1980s | 7.2898e-09 | 7.6404e-05 | 0.0020064 | 0.011595 | 0.0069985 | 0.015644 | 0.026864 | 0.03882 | 0.10857 | 0.34072 | 0.27744 | 0.17127 | 0 | 0 | 0 | 7.2869e-05
4C | 2500-2999 | 1980s | 7.2898e-09 | 7.6404e-05 | 0.0020064 | 0.011595 | 0.0069985 | 0.015644 | 0.026864 | 0.03882 | 0.10857 | 0.34072 | 0.27744 | 0.17127 | 0 | 0 | 0 | 0.00021108
5A | 2500-2999 | 1980s | 7.2898e-09 | 7.6404e-05 | 0.0020064 | 0.011595 | 0.0069985 | 0.015644 | 0.026864 | 0.03882 | 0.10857 | 0.34072 | 0.27744 | 0.17127 | 0 | 0 | 0 | 0.0018722
5B | 2500-2999 | 1980s | 7.2898e-09 | 7.6404e-05 | 0.0020064 | 0.011595 | 0.0069985 | 0.015644 | 0.026864 | 0.03882 | 0.10857 | 0.34072 | 0.27744 | 0.17127 | 0 | 0 | 0 | 0.00036252
6A | 2500-2999 | 1980s | 7.2898e-09 | 7.6404e-05 | 0.0020064 | 0.011595 | 0.0069985 | 0.015644 | 0.026864 | 0.03882 | 0.10857 | 0.34072 | 0.27744 | 0.17127 | 0 | 0 | 0 | 0.00061111
6B | 2500-2999 | 1980s | 7.2898e-09 | 7.6404e-05 | 0.0020064 | 0.011595 | 0.0069985 | 0.015644 | 0.026864 | 0.03882 | 0.10857 | 0.34072 | 0.27744 | 0.17127 | 0 | 0 | 0 | 6.1051e-05
7A | 2500-2999 | 1980s | 7.2898e-09 | 7.6404e-05 | 0.0020064 | 0.011595 | 0.0069985 | 0.015644 | 0.026864 | 0.03882 | 0.10857 | 0.34072 | 0.27744 | 0.17127 | 0 | 0 | 0 | 7.6125e-05
7B | 2500-2999 | 1980s | 7.2898e-09 | 7.6404e-05 | 0.0020064 | 0.011595 | 0.0069985 | 0.015644 | 0.026864 | 0.03882 | 0.10857 | 0.34072 | 0.27744 | 0.17127 | 0 | 0 | 0 | 8.388e-06
1A | 3000-3999 | 1980s | 7.2898e-09 | 7.6404e-05 | 0.0020064 | 0.011595 | 0.0069985 | 0.015644 | 0.026864 | 0.03882 | 0.10857 | 0.34072 | 0.27744 | 0.17127 | 0 | 0 | 0 | 0.00010874
2A | 3000-3999 | 1980s | 7.2898e-09 | 7.6404e-05 | 0.0020064 | 0.011595 | 0.0069985 | 0.015644 | 0.026864 | 0.03882 | 0.10857 | 0.34072 | 0.27744 | 0.17127 | 0 | 0 | 0 | 0.0011574
2B | 3000-3999 | 1980s | 7.2898e-09 | 7.6404e-05 | 0.0020064 | 0.011595 | 0.0069985 | 0.015644 | 0.026864 | 0.03882 | 0.10857 | 0.34072 | 0.27744 | 0.17127 | 0 | 0 | 0 | 0.0002175
3A | 3000-3999 | 1980s | 7.2898e-09 | 7.6404e-05 | 0.0020064 | 0.011595 | 0.0069985 | 0.015644 | 0.026864 | 0.03882 | 0.10857 | 0.34072 | 0.27744 | 0.17127 | 0 | 0 | 0 | 0.0012352
3B | 3000-3999 | 1980s | 7.2898e-09 | 7.6404e-05 | 0.0020064 | 0.011595 | 0.0069985 | 0.015644 | 0.026864 | 0.03882 | 0.10857 | 0.34072 | 0.27744 | 0.17127 | 0 | 0 | 0 | 0.00068988
3C | 3000-3999 | 1980s | 7.2898e-09 | 7.6404e-05 | 0.0020064 | 0.011595 | 0.0069985 | 0.015644 | 0.026864 | 0.03882 | 0.10857 | 0.34072 | 0.27744 | 0.17127 | 0 | 0 | 0 | 0.00014853
4A | 3000-3999 | 1980s | 7.2898e-09 | 7.6404e-05 | 0.0020064 | 0.011595 | 0.0069985 | 0.015644 | 0.026864 | 0.03882 | 0.10857 | 0.34072 | 0.27744 | 0.17127 | 0 | 0 | 0 | 0.0018479
4B | 3000-3999 | 1980s | 7.2898e-09 | 7.6404e-05 | 0.0020064 | 0.011595 | 0.0069985 | 0.015644 | 0.026864 | 0.03882 | 0.10857 | 0.34072 | 0.27744 | 0.17127 | 0 | 0 | 0 | 7.4418e-05
4C | 3000-3999 | 1980s | 7.2898e-09 | 7.6404e-05 | 0.0020064 | 0.011595 | 0.0069985 | 0.015644 | 0.026864 | 0.03882 | 0.10857 | 0.34072 | 0.27744 | 0.17127 | 0 | 0 | 0 | 0.00016267
5A | 3000-3999 | 1980s | 7.2898e-09 | 7.6404e-05 | 0.0020064 | 0.011595 | 0.0069985 | 0.015644 | 0.026864 | 0.03882 | 0.10857 | 0.34072 | 0.27744 | 0.17127 | 0 | 0 | 0 | 0.0018071
5B | 3000-3999 | 1980s | 7.2898e-09 | 7.6404e-05 | 0.0020064 | 0.011595 | 0.0069985 | 0.015644 | 0.026864 | 0.03882 | 0.10857 | 0.34072 | 0.27744 | 0.17127 | 0 | 0 | 0 | 0.00040137
6A | 3000-3999 | 1980s | 7.2898e-09 | 7.6404e-05 | 0.0020064 | 0.011595 | 0.0069985 | 0.015644 | 0.026864 | 0.03882 | 0.10857 | 0.34072 | 0.27744 | 0.17127 | 0 | 0 | 0 | 0.00069504
6B | 3000-3999 | 1980s | 7.2898e-09 | 7.6404e-05 | 0.0020064 | 0.011595 | 0.0069985 | 0.015644 | 0.026864 | 0.03882 | 0.10857 | 0.34072 | 0.27744 | 0.17127 | 0 | 0 | 0 | 9.2365e-05
7A | 3000-3999 | 1980s | 7.2898e-09 | 7.6404e-05 | 0.0020064 | 0.011595 | 0.0069985 | 0.015644 | 0.026864 | 0.03882 | 0.10857 | 0.34072 | 0.27744 | 0.17127 | 0 | 0 | 0 | 9.9051e-05
7B | 3000-3999 | 1980s | 7.2898e-09 | 7.6404e-05 | 0.0020064 | 0.011595 | 0.0069985 | 0.015644 | 0.026864 | 0.03882 | 0.10857 | 0.34072 | 0.27744 | 0.17127 | 0 | 0 | 0 | 1.3772e-05
1A | 4000+ | 1980s | 7.2898e-09 | 7.6404e-05 | 0.0020064 | 0.011595 | 0.0069985 | 0.015644 | 0.026864 | 0.03882 | 0.10857 | 0.34072 | 0.27744 | 0.17127 | 0 | 0 | 0 | 2.7771e-05
2A | 4000+ | 1980s | 7.2898e-09 | 7.6404e-05 | 0.0020064 | 0.011595 | 0.0069985 | 0.015644 | 0.026864 | 0.03882 | 0.10857 | 0.34072 | 0.27744 | 0.17127 | 0 | 0 | 0 | 0.00048889
2B | 4000+ | 1980s | 7.2898e-09 | 7.6404e-05 | 0.0020064 | 0.011595 | 0.0069985 | 0.015644 | 0.026864 | 0.03882 | 0.10857 | 0.34072 | 0.27744 | 0.17127 | 0 | 0 | 0 | 0.00010685
3A | 4000+ | 1980s | 7.2898e-09 | 7.6404e-05 | 0.0020064 | 0.011595 | 0.0069985 | 0.015644 | 0.026864 | 0.03882 | 0.10857 | 0.34072 | 0.27744 | 0.17127 | 0 | 0 | 0 | 0.00062847
3B | 4000+ | 1980s | 7.2898e-09 | 7.6404e-05 | 0.0020064 | 0.011595 | 0.0069985 | 0.015644 | 0.026864 | 0.03882 | 0.10857 | 0.34072 | 0.27744 | 0.17127 | 0 | 0 | 0 | 0.00028828
3C | 4000+ | 1980s | 7.2898e-09 | 7.6404e-05 | 0.0020064 | 0.011595 | 0.0069985 | 0.015644 | 0.026864 | 0.03882 | 0.10857 | 0.34072 | 0.27744 | 0.17127 | 0 | 0 | 0 | 6.4936e-05
4A | 4000+ | 1980s | 7.2898e-09 | 7.6404e-05 | 0.0020064 | 0.011595 | 0.0069985 | 0.015644 | 0.026864 | 0.03882 | 0.10857 | 0.34072 | 0.27744 | 0.17127 | 0 | 0 | 0 | 0.0007937
4B | 4000+ | 1980s | 7.2898e-09 | 7.6404e-05 | 0.0020064 | 0.011595 | 0.0069985 | 0.015644 | 0.026864 | 0.03882 | 0.10857 | 0.34072 | 0.27744 | 0.17127 | 0 | 0 | 0 | 3.7351e-05
4C | 4000+ | 1980s | 7.2898e-09 | 7.6404e-05 | 0.0020064 | 0.011595 | 0.0069985 | 0.015644 | 0.026864 | 0.03882 | 0.10857 | 0.34072 | 0.27744 | 0.17127 | 0 | 0 | 0 | 7.2919e-05
5A | 4000+ | 1980s | 7.2898e-09 | 7.6404e-05 | 0.0020064 | 0.011595 | 0.0069985 | 0.015644 | 0.026864 | 0.03882 | 0.10857 | 0.34072 | 0.27744 | 0.17127 | 0 | 0 | 0 | 0.00083919
5B | 4000+ | 1980s | 7.2898e-09 | 7.6404e-05 | 0.0020064 | 0.011595 | 0.0069985 | 0.015644 | 0.026864 | 0.03882 | 0.10857 | 0.34072 | 0.27744 | 0.17127 | 0 | 0 | 0 | 0.00018795
6A | 4000+ | 1980s | 7.2898e-09 | 7.6404e-05 | 0.0020064 | 0.011595 | 0.0069985 | 0.015644 | 0.026864 | 0.03882 | 0.10857 | 0.34072 | 0.27744 | 0.17127 | 0 | 0 | 0 | 0.00028392
6B | 4000+ | 1980s | 7.2898e-09 | 7.6404e-05 | 0.0020064 | 0.011595 | 0.0069985 | 0.015644 | 0.026864 | 0.03882 | 0.10857 | 0.34072 | 0.27744 | 0.17127 | 0 | 0 | 0 | 2.9959e-05
7A | 4000+ | 1980s | 7.2898e-09 | 7.6404e-05 | 0.0020064 | 0.011595 | 0.0069985 | 0.015644 | 0.026864 | 0.03882 | 0.10857 | 0.34072 | 0.27744 | 0.17127 | 0 | 0 | 0 | 3.1257e-05
7B | 4000+ | 1980s | 7.2898e-09 | 7.6404e-05 | 0.0020064 | 0.011595 | 0.0069985 | 0.015644 | 0.026864 | 0.03882 | 0.10857 | 0.34072 | 0.27744 | 0.17127 | 0 | 0 | 0 | 4.3593e-06
1A | 500-749 | 1980s | 7.2898e-09 | 7.6404e-05 | 0.0020064 | 0.011595 | 0.0069985 | 0.015644 | 0.026864 | 0.03882 | 0.10857 | 0.34072 | 0.27744 | 0.17127 | 0 | 0 | 0 | 0.0001847
2A | 500-749 | 1980s | 7.2898e-09 | 7.6404e-05 | 0.0020064 | 0.011595 | 0.0069985 | 0.015644 | 0.026864 | 0.03882 | 0.10857 | 0.34072 | 0.27744 | 0.17127 | 0 | 0 | 0 | 0.0016158
2B | 500-749 | 1980s | 7.2898e-09 | 7.6404e-05 | 0.0020064 | 0.011595 | 0.0069985 | 0.015644 | 0.026864 | 0.03882 | 0.10857 | 0.34072 | 0.27744 | 0.17127 | 0 | 0 | 0 | 0.00027972
3A | 500-749 | 1980s | 7.2898e-09 | 7.6404e-05 | 0.0020064 | 0.011595 | 0.0069985 | 0.015644 | 0.026864 | 0.03882 | 0.10857 | 0.34072 | 0.27744 | 0.17127 | 0 | 0 | 0 | 0.0016301
3B | 500-749 | 1980s | 7.2898e-09 | 7.6404e-05 | 0.0020064 | 0.011595 | 0.0069985 | 0.015644 | 0.026864 | 0.03882 | 0.10857 | 0.34072 | 0.27744 | 0.17127 | 0 | 0 | 0 | 0.0014095
3C | 500-749 | 1980s | 7.2898e-09 | 7.6404e-05 | 0.0020064 | 0.011595 | 0.0069985 | 0.015644 | 0.026864 | 0.03882 | 0.10857 | 0.34072 | 0.27744 | 0.17127 | 0 | 0 | 0 | 0.00028942
4A | 500-749 | 1980s | 7.2898e-09 | 7.6404e-05 | 0.0020064 | 0.011595 | 0.0069985 | 0.015644 | 0.026864 | 0.03882 | 0.10857 | 0.34072 | 0.27744 | 0.17127 | 0 | 0 | 0 | 0.0017562
4B | 500-749 | 1980s | 7.2898e-09 | 7.6404e-05 | 0.0020064 | 0.011595 | 0.0069985 | 0.015644 | 0.026864 | 0.03882 | 0.10857 | 0.34072 | 0.27744 | 0.17127 | 0 | 0 | 0 | 8.4807e-05
4C | 500-749 | 1980s | 7.2898e-09 | 7.6404e-05 | 0.0020064 | 0.011595 | 0.0069985 | 0.015644 | 0.026864 | 0.03882 | 0.10857 | 0.34072 | 0.27744 | 0.17127 | 0 | 0 | 0 | 0.00038576
5A | 500-749 | 1980s | 7.2898e-09 | 7.6404e-05 | 0.0020064 | 0.011595 | 0.0069985 | 0.015644 | 0.026864 | 0.03882 | 0.10857 | 0.34072 | 0.27744 | 0.17127 | 0 | 0 | 0 | 0.0014913
5B | 500-749 | 1980s | 7.2898e-09 | 7.6404e-05 | 0.0020064 | 0.011595 | 0.0069985 | 0.015644 | 0.026864 | 0.03882 | 0.10857 | 0.34072 | 0.27744 | 0.17127 | 0 | 0 | 0 | 0.00037332
6A | 500-749 | 1980s | 7.2898e-09 | 7.6404e-05 | 0.0020064 | 0.011595 | 0.0069985 | 0.015644 | 0.026864 | 0.03882 | 0.10857 | 0.34072 | 0.27744 | 0.17127 | 0 | 0 | 0 | 0.00050541
6B | 500-749 | 1980s | 7.2898e-09 | 7.6404e-05 | 0.0020064 | 0.011595 | 0.0069985 | 0.015644 | 0.026864 | 0.03882 | 0.10857 | 0.34072 | 0.27744 | 0.17127 | 0 | 0 | 0 | 8.8607e-05
7A | 500-749 | 1980s | 7.2898e-09 | 7.6404e-05 | 0.0020064 | 0.011595 | 0.0069985 | 0.015644 | 0.026864 | 0.03882 | 0.10857 | 0.34072 | 0.27744 | 0.17127 | 0 | 0 | 0 | 5.3508e-05
7B | 500-749 | 1980s | 7.2898e-09 | 7.6404e-05 | 0.0020064 | 0.011595 | 0.0069985 | 0.015644 | 0.026864 | 0.03882 | 0.10857 | 0.34072 | 0.27744 | 0.17127 | 0 | 0 | 0 | 2.2565e-05
1A | 750-999 | 1980s | 7.2898e-09 | 7.6404e-05 | 0.0020064 | 0.011595 | 0.0069985 | 0.015644 | 0.026864 | 0.03882 | 0.10857 | 0.34072 | 0.27744 | 0.17127 | 0 | 0 | 0 | 0.00037673
2A | 750-999 | 1980s | 7.2898e-09 | 7.6404e-05 | 0.0020064 | 0.011595 | 0.0069985 | 0.015644 | 0.026864 | 0.03882 | 0.10857 | 0.34072 | 0.27744 | 0.17127 | 0 | 0 | 0 | 0.0031755
2B | 750-999 | 1980s | 7.2898e-09 | 7.6404e-05 | 0.0020064 | 0.011595 | 0.0069985 | 0.015644 | 0.026864 | 0.03882 | 0.10857 | 0.34072 | 0.27744 | 0.17127 | 0 | 0 | 0 | 0.0005407
3A | 750-999 | 1980s | 7.2898e-09 | 7.6404e-05 | 0.0020064 | 0.011595 | 0.0069985 | 0.015644 | 0.026864 | 0.03882 | 0.10857 | 0.34072 | 0.27744 | 0.17127 | 0 | 0 | 0 | 0.0032533
3B | 750-999 | 1980s | 7.2898e-09 | 7.6404e-05 | 0.0020064 | 0.011595 | 0.0069985 | 0.015644 | 0.026864 | 0.03882 | 0.10857 | 0.34072 | 0.27744 | 0.17127 | 0 | 0 | 0 | 0.0022896
3C | 750-999 | 1980s | 7.2898e-09 | 7.6404e-05 | 0.0020064 | 0.011595 | 0.0069985 | 0.015644 | 0.026864 | 0.03882 | 0.10857 | 0.34072 | 0.27744 | 0.17127 | 0 | 0 | 0 | 0.00047683
4A | 750-999 | 1980s | 7.2898e-09 | 7.6404e-05 | 0.0020064 | 0.011595 | 0.0069985 | 0.015644 | 0.026864 | 0.03882 | 0.10857 | 0.34072 | 0.27744 | 0.17127 | 0 | 0 | 0 | 0.0035841
4B | 750-999 | 1980s | 7.2898e-09 | 7.6404e-05 | 0.0020064 | 0.011595 | 0.0069985 | 0.015644 | 0.026864 | 0.03882 | 0.10857 | 0.34072 | 0.27744 | 0.17127 | 0 | 0 | 0 | 0.0001668
4C | 750-999 | 1980s | 7.2898e-09 | 7.6404e-05 | 0.0020064 | 0.011595 | 0.0069985 | 0.015644 | 0.026864 | 0.03882 | 0.10857 | 0.34072 | 0.27744 | 0.17127 | 0 | 0 | 0 | 0.00059489
5A | 750-999 | 1980s | 7.2898e-09 | 7.6404e-05 | 0.0020064 | 0.011595 | 0.0069985 | 0.015644 | 0.026864 | 0.03882 | 0.10857 | 0.34072 | 0.27744 | 0.17127 | 0 | 0 | 0 | 0.0034468
5B | 750-999 | 1980s | 7.2898e-09 | 7.6404e-05 | 0.0020064 | 0.011595 | 0.0069985 | 0.015644 | 0.026864 | 0.03882 | 0.10857 | 0.34072 | 0.27744 | 0.17127 | 0 | 0 | 0 | 0.00068729
6A | 750-999 | 1980s | 7.2898e-09 | 7.6404e-05 | 0.0020064 | 0.011595 | 0.0069985 | 0.015644 | 0.026864 | 0.03882 | 0.10857 | 0.34072 | 0.27744 | 0.17127 | 0 | 0 | 0 | 0.0010914
6B | 750-999 | 1980s | 7.2898e-09 | 7.6404e-05 | 0.0020064 | 0.011595 | 0.0069985 | 0.015644 | 0.026864 | 0.03882 | 0.10857 | 0.34072 | 0.27744 | 0.17127 | 0 | 0 | 0 | 0.00012656
7A | 750-999 | 1980s | 7.2898e-09 | 7.6404e-05 | 0.0020064 | 0.011595 | 0.0069985 | 0.015644 | 0.026864 | 0.03882 | 0.10857 | 0.34072 | 0.27744 | 0.17127 | 0 | 0 | 0 | 0.00012562
7B | 750-999 | 1980s | 7.2898e-09 | 7.6404e-05 | 0.0020064 | 0.011595 | 0.0069985 | 0.015644 | 0.026864 | 0.03882 | 0.10857 | 0.34072 | 0.27744 | 0.17127 | 0 | 0 | 0 | 2.2686e-05
1A | 0-499 | 1990s | 1.1329e-06 | 0.00090429 | 0.014381 | 0.00033493 | 0.001549 | 0.0044311 | 0.0093788 | 0.016237 | 0.057581 | 0.27345 | 0.33642 | 0.28534 | 0 | 0 | 0 | 3.0312e-05
2A | 0-499 | 1990s | 1.1329e-06 | 0.00090429 | 0.014381 | 0.00033493 | 0.001549 | 0.0044311 | 0.0093788 | 0.016237 | 0.057581 | 0.27345 | 0.33642 | 0.28534 | 0 | 0 | 0 | 0.0003109
2B | 0-499 | 1990s | 1.1329e-06 | 0.00090429 | 0.014381 | 0.00033493 | 0.001549 | 0.0044311 | 0.0093788 | 0.016237 | 0.057581 | 0.27345 | 0.33642 | 0.28534 | 0 | 0 | 0 | 9.5427e-05
3A | 0-499 | 1990s | 1.1329e-06 | 0.00090429 | 0.014381 | 0.00033493 | 0.001549 | 0.0044311 | 0.0093788 | 0.016237 | 0.057581 | 0.27345 | 0.33642 | 0.28534 | 0 | 0 | 0 | 0.0004389
3B | 0-499 | 1990s | 1.1329e-06 | 0.00090429 | 0.014381 | 0.00033493 | 0.001549 | 0.0044311 | 0.0093788 | 0.016237 | 0.057581 | 0.27345 | 0.33642 | 0.28534 | 0 | 0 | 0 | 0.00038065
3C | 0-499 | 1990s | 1.1329e-06 | 0.00090429 | 0.014381 | 0.00033493 | 0.001549 | 0.0044311 | 0.0093788 | 0.016237 | 0.057581 | 0.27345 | 0.33642 | 0.28534 | 0 | 0 | 0 | 6.6617e-05
4A | 0-499 | 1990s | 1.1329e-06 | 0.00090429 | 0.014381 | 0.00033493 | 0.001549 | 0.0044311 | 0.0093788 | 0.016237 | 0.057581 | 0.27345 | 0.33642 | 0.28534 | 0 | 0 | 0 | 0.00062276
4B | 0-499 | 1990s | 1.1329e-06 | 0.00090429 | 0.014381 | 0.00033493 | 0.001549 | 0.0044311 | 0.0093788 | 0.016237 | 0.057581 | 0.27345 | 0.33642 | 0.28534 | 0 | 0 | 0 | 4.0563e-05
4C | 0-499 | 1990s | 1.1329e-06 | 0.00090429 | 0.014381 | 0.00033493 | 0.001549 | 0.0044311 | 0.0093788 | 0.016237 | 0.057581 | 0.27345 | 0.33642 | 0.28534 | 0 | 0 | 0 | 0.00017632
5A | 0-499 | 1990s | 1.1329e-06 | 0.00090429 | 0.014381 | 0.00033493 | 0.001549 | 0.0044311 | 0.0093788 | 0.016237 | 0.057581 | 0.27345 | 0.33642 | 0.28534 | 0 | 0 | 0 | 0.00047889
5B | 0-499 | 1990s | 1.1329e-06 | 0.00090429 | 0.014381 | 0.00033493 | 0.001549 | 0.0044311 | 0.0093788 | 0.016237 | 0.057581 | 0.27345 | 0.33642 | 0.28534 | 0 | 0 | 0 | 0.00019803
6A | 0-499 | 1990s | 1.1329e-06 | 0.00090429 | 0.014381 | 0.00033493 | 0.001549 | 0.0044311 | 0.0093788 | 0.016237 | 0.057581 | 0.27345 | 0.33642 | 0.28534 | 0 | 0 | 0 | 0.00015564
6B | 0-499 | 1990s | 1.1329e-06 | 0.00090429 | 0.014381 | 0.00033493 | 0.001549 | 0.0044311 | 0.0093788 | 0.016237 | 0.057581 | 0.27345 | 0.33642 | 0.28534 | 0 | 0 | 0 | 6.4526e-05
7A | 0-499 | 1990s | 1.1329e-06 | 0.00090429 | 0.014381 | 0.00033493 | 0.001549 | 0.0044311 | 0.0093788 | 0.016237 | 0.057581 | 0.27345 | 0.33642 | 0.28534 | 0 | 0 | 0 | 1.9454e-05
7B | 0-499 | 1990s | 1.1329e-06 | 0.00090429 | 0.014381 | 0.00033493 | 0.001549 | 0.0044311 | 0.0093788 | 0.016237 | 0.057581 | 0.27345 | 0.33642 | 0.28534 | 0 | 0 | 0 | 7.6784e-06
1A | 1000-1499 | 1990s | 1.1329e-06 | 0.00090429 | 0.014381 | 0.00033493 | 0.001549 | 0.0044311 | 0.0093788 | 0.016237 | 0.057581 | 0.27345 | 0.33642 | 0.28534 | 0 | 0 | 0 | 0.00057682
2A | 1000-1499 | 1990s | 1.1329e-06 | 0.00090429 | 0.014381 | 0.00033493 | 0.001549 | 0.0044311 | 0.0093788 | 0.016237 | 0.057581 | 0.27345 | 0.33642 | 0.28534 | 0 | 0 | 0 | 0.005121
2B | 1000-1499 | 1990s | 1.1329e-06 | 0.00090429 | 0.014381 | 0.00033493 | 0.001549 | 0.0044311 | 0.0093788 | 0.016237 | 0.057581 | 0.27345 | 0.33642 | 0.28534 | 0 | 0 | 0 | 0.00098743
3A | 1000-1499 | 1990s | 1.1329e-06 | 0.00090429 | 0.014381 | 0.00033493 | 0.001549 | 0.0044311 | 0.0093788 | 0.016237 | 0.057581 | 0.27345 | 0.33642 | 0.28534 | 0 | 0 | 0 | 0.0064013
3B | 1000-1499 | 1990s | 1.1329e-06 | 0.00090429 | 0.014381 | 0.00033493 | 0.001549 | 0.0044311 | 0.0093788 | 0.016237 | 0.057581 | 0.27345 | 0.33642 | 0.28534 | 0 | 0 | 0 | 0.0031088
3C | 1000-1499 | 1990s | 1.1329e-06 | 0.00090429 | 0.014381 | 0.00033493 | 0.001549 | 0.0044311 | 0.0093788 | 0.016237 | 0.057581 | 0.27345 | 0.33642 | 0.28534 | 0 | 0 | 0 | 0.00057277
4A | 1000-1499 | 1990s | 1.1329e-06 | 0.00090429 | 0.014381 | 0.00033493 | 0.001549 | 0.0044311 | 0.0093788 | 0.016237 | 0.057581 | 0.27345 | 0.33642 | 0.28534 | 0 | 0 | 0 | 0.0070891
4B | 1000-1499 | 1990s | 1.1329e-06 | 0.00090429 | 0.014381 | 0.00033493 | 0.001549 | 0.0044311 | 0.0093788 | 0.016237 | 0.057581 | 0.27345 | 0.33642 | 0.28534 | 0 | 0 | 0 | 0.00033371
4C | 1000-1499 | 1990s | 1.1329e-06 | 0.00090429 | 0.014381 | 0.00033493 | 0.001549 | 0.0044311 | 0.0093788 | 0.016237 | 0.057581 | 0.27345 | 0.33642 | 0.28534 | 0 | 0 | 0 | 0.0012231
5A | 1000-1499 | 1990s | 1.1329e-06 | 0.00090429 | 0.014381 | 0.00033493 | 0.001549 | 0.0044311 | 0.0093788 | 0.016237 | 0.057581 | 0.27345 | 0.33642 | 0.28534 | 0 | 0 | 0 | 0.0056551
5B | 1000-1499 | 1990s | 1.1329e-06 | 0.00090429 | 0.014381 | 0.00033493 | 0.001549 | 0.0044311 | 0.0093788 | 0.016237 | 0.057581 | 0.27345 | 0.33642 | 0.28534 | 0 | 0 | 0 | 0.0016927
6A | 1000-1499 | 1990s | 1.1329e-06 | 0.00090429 | 0.014381 | 0.00033493 | 0.001549 | 0.0044311 | 0.0093788 | 0.016237 | 0.057581 | 0.27345 | 0.33642 | 0.28534 | 0 | 0 | 0 | 0.0017999
6B | 1000-1499 | 1990s | 1.1329e-06 | 0.00090429 | 0.014381 | 0.00033493 | 0.001549 | 0.0044311 | 0.0093788 | 0.016237 | 0.057581 | 0.27345 | 0.33642 | 0.28534 | 0 | 0 | 0 | 0.00042245
7A | 1000-1499 | 1990s | 1.1329e-06 | 0.00090429 | 0.014381 | 0.00033493 | 0.001549 | 0.0044311 | 0.0093788 | 0.016237 | 0.057581 | 0.27345 | 0.33642 | 0.28534 | 0 | 0 | 0 | 0.00024872
7B | 1000-1499 | 1990s | 1.1329e-06 | 0.00090429 | 0.014381 | 0.00033493 | 0.001549 | 0.0044311 | 0.0093788 | 0.016237 | 0.057581 | 0.27345 | 0.33642 | 0.28534 | 0 | 0 | 0 | 7.6481e-05
1A | 1500-1999 | 1990s | 1.1329e-06 | 0.00090429 | 0.014381 | 0.00033493 | 0.001549 | 0.0044311 | 0.0093788 | 0.016237 | 0.057581 | 0.27345 | 0.33642 | 0.28534 | 0 | 0 | 0 | 0.00045126
2A | 1500-1999 | 1990s | 1.1329e-06 | 0.00090429 | 0.014381 | 0.00033493 | 0.001549 | 0.0044311 | 0.0093788 | 0.016237 | 0.057581 | 0.27345 | 0.33642 | 0.28534 | 0 | 0 | 0 | 0.0042874
2B | 1500-1999 | 1990s | 1.1329e-06 | 0.00090429 | 0.014381 | 0.00033493 | 0.001549 | 0.0044311 | 0.0093788 | 0.016237 | 0.057581 | 0.27345 | 0.33642 | 0.28534 | 0 | 0 | 0 | 0.00080316
3A | 1500-1999 | 1990s | 1.1329e-06 | 0.00090429 | 0.014381 | 0.00033493 | 0.001549 | 0.0044311 | 0.0093788 | 0.016237 | 0.057581 | 0.27345 | 0.33642 | 0.28534 | 0 | 0 | 0 | 0.0051486
3B | 1500-1999 | 1990s | 1.1329e-06 | 0.00090429 | 0.014381 | 0.00033493 | 0.001549 | 0.0044311 | 0.0093788 | 0.016237 | 0.057581 | 0.27345 | 0.33642 | 0.28534 | 0 | 0 | 0 | 0.0025224
3C | 1500-1999 | 1990s | 1.1329e-06 | 0.00090429 | 0.014381 | 0.00033493 | 0.001549 | 0.0044311 | 0.0093788 | 0.016237 | 0.057581 | 0.27345 | 0.33642 | 0.28534 | 0 | 0 | 0 | 0.00043309
4A | 1500-1999 | 1990s | 1.1329e-06 | 0.00090429 | 0.014381 | 0.00033493 | 0.001549 | 0.0044311 | 0.0093788 | 0.016237 | 0.057581 | 0.27345 | 0.33642 | 0.28534 | 0 | 0 | 0 | 0.0058306
4B | 1500-1999 | 1990s | 1.1329e-06 | 0.00090429 | 0.014381 | 0.00033493 | 0.001549 | 0.0044311 | 0.0093788 | 0.016237 | 0.057581 | 0.27345 | 0.33642 | 0.28534 | 0 | 0 | 0 | 0.00024594
4C | 1500-1999 | 1990s | 1.1329e-06 | 0.00090429 | 0.014381 | 0.00033493 | 0.001549 | 0.0044311 | 0.0093788 | 0.016237 | 0.057581 | 0.27345 | 0.33642 | 0.28534 | 0 | 0 | 0 | 0.0010639
5A | 1500-1999 | 1990s | 1.1329e-06 | 0.00090429 | 0.014381 | 0.00033493 | 0.001549 | 0.0044311 | 0.0093788 | 0.016237 | 0.057581 | 0.27345 | 0.33642 | 0.28534 | 0 | 0 | 0 | 0.0043891
5B | 1500-1999 | 1990s | 1.1329e-06 | 0.00090429 | 0.014381 | 0.00033493 | 0.001549 | 0.0044311 | 0.0093788 | 0.016237 | 0.057581 | 0.27345 | 0.33642 | 0.28534 | 0 | 0 | 0 | 0.0012871
6A | 1500-1999 | 1990s | 1.1329e-06 | 0.00090429 | 0.014381 | 0.00033493 | 0.001549 | 0.0044311 | 0.0093788 | 0.016237 | 0.057581 | 0.27345 | 0.33642 | 0.28534 | 0 | 0 | 0 | 0.0014419
6B | 1500-1999 | 1990s | 1.1329e-06 | 0.00090429 | 0.014381 | 0.00033493 | 0.001549 | 0.0044311 | 0.0093788 | 0.016237 | 0.057581 | 0.27345 | 0.33642 | 0.28534 | 0 | 0 | 0 | 0.00023135
7A | 1500-1999 | 1990s | 1.1329e-06 | 0.00090429 | 0.014381 | 0.00033493 | 0.001549 | 0.0044311 | 0.0093788 | 0.016237 | 0.057581 | 0.27345 | 0.33642 | 0.28534 | 0 | 0 | 0 | 0.00018601
7B | 1500-1999 | 1990s | 1.1329e-06 | 0.00090429 | 0.014381 | 0.00033493 | 0.001549 | 0.0044311 | 0.0093788 | 0.016237 | 0.057581 | 0.27345 | 0.33642 | 0.28534 | 0 | 0 | 0 | 3.675e-05
1A | 2000-2499 | 1990s | 1.1329e-06 | 0.00090429 | 0.014381 | 0.00033493 | 0.001549 | 0.0044311 | 0.0093788 | 0.016237 | 0.057581 | 0.27345 | 0.33642 | 0.28534 | 0 | 0 | 0 | 0.00025853
2A | 2000-2499 | 1990s | 1.1329e-06 | 0.00090429 | 0.014381 | 0.00033493 | 0.001549 | 0.0044311 | 0.0093788 | 0.016237 | 0.057581 | 0.27345 | 0.33642 | 0.28534 | 0 | 0 | 0 | 0.002479
2B | 2000-2499 | 1990s | 1.1329e-06 | 0.00090429 | 0.014381 | 0.00033493 | 0.001549 | 0.0044311 | 0.0093788 | 0.016237 | 0.057581 | 0.27345 | 0.33642 | 0.28534 | 0 | 0 | 0 | 0.00054113
3A | 2000-2499 | 1990s | 1.1329e-06 | 0.00090429 | 0.014381 | 0.00033493 | 0.001549 | 0.0044311 | 0.0093788 | 0.016237 | 0.057581 | 0.27345 | 0.33642 | 0.28534 | 0 | 0 | 0 | 0.0028908
3B | 2000-2499 | 1990s | 1.1329e-06 | 0.00090429 | 0.014381 | 0.00033493 | 0.001549 | 0.0044311 | 0.0093788 | 0.016237 | 0.057581 | 0.27345 | 0.33642 | 0.28534 | 0 | 0 | 0 | 0.0015606
3C | 2000-2499 | 1990s | 1.1329e-06 | 0.00090429 | 0.014381 | 0.00033493 | 0.001549 | 0.0044311 | 0.0093788 | 0.016237 | 0.057581 | 0.27345 | 0.33642 | 0.28534 | 0 | 0 | 0 | 0.00027289
4A | 2000-2499 | 1990s | 1.1329e-06 | 0.00090429 | 0.014381 | 0.00033493 | 0.001549 | 0.0044311 | 0.0093788 | 0.016237 | 0.057581 | 0.27345 | 0.33642 | 0.28534 | 0 | 0 | 0 | 0.0038329
4B | 2000-2499 | 1990s | 1.1329e-06 | 0.00090429 | 0.014381 | 0.00033493 | 0.001549 | 0.0044311 | 0.0093788 | 0.016237 | 0.057581 | 0.27345 | 0.33642 | 0.28534 | 0 | 0 | 0 | 0.00016663
4C | 2000-2499 | 1990s | 1.1329e-06 | 0.00090429 | 0.014381 | 0.00033493 | 0.001549 | 0.0044311 | 0.0093788 | 0.016237 | 0.057581 | 0.27345 | 0.33642 | 0.28534 | 0 | 0 | 0 | 0.00067762
5A | 2000-2499 | 1990s | 1.1329e-06 | 0.00090429 | 0.014381 | 0.00033493 | 0.001549 | 0.0044311 | 0.0093788 | 0.016237 | 0.057581 | 0.27345 | 0.33642 | 0.28534 | 0 | 0 | 0 | 0.003661
5B | 2000-2499 | 1990s | 1.1329e-06 | 0.00090429 | 0.014381 | 0.00033493 | 0.001549 | 0.0044311 | 0.0093788 | 0.016237 | 0.057581 | 0.27345 | 0.33642 | 0.28534 | 0 | 0 | 0 | 0.000921
6A | 2000-2499 | 1990s | 1.1329e-06 | 0.00090429 | 0.014381 | 0.00033493 | 0.001549 | 0.0044311 | 0.0093788 | 0.016237 | 0.057581 | 0.27345 | 0.33642 | 0.28534 | 0 | 0 | 0 | 0.0010805
6B | 2000-2499 | 1990s | 1.1329e-06 | 0.00090429 | 0.014381 | 0.00033493 | 0.001549 | 0.0044311 | 0.0093788 | 0.016237 | 0.057581 | 0.27345 | 0.33642 | 0.28534 | 0 | 0 | 0 | 0.00017151
7A | 2000-2499 | 1990s | 1.1329e-06 | 0.00090429 | 0.014381 | 0.00033493 | 0.001549 | 0.0044311 | 0.0093788 | 0.016237 | 0.057581 | 0.27345 | 0.33642 | 0.28534 | 0 | 0 | 0 | 0.00012766
7B | 2000-2499 | 1990s | 1.1329e-06 | 0.00090429 | 0.014381 | 0.00033493 | 0.001549 | 0.0044311 | 0.0093788 | 0.016237 | 0.057581 | 0.27345 | 0.33642 | 0.28534 | 0 | 0 | 0 | 2.9804e-05
1A | 2500-2999 | 1990s | 1.1329e-06 | 0.00090429 | 0.014381 | 0.00033493 | 0.001549 | 0.0044311 | 0.0093788 | 0.016237 | 0.057581 | 0.27345 | 0.33642 | 0.28534 | 0 | 0 | 0 | 0.00014317
2A | 2500-2999 | 1990s | 1.1329e-06 | 0.00090429 | 0.014381 | 0.00033493 | 0.001549 | 0.0044311 | 0.0093788 | 0.016237 | 0.057581 | 0.27345 | 0.33642 | 0.28534 | 0 | 0 | 0 | 0.0012987
2B | 2500-2999 | 1990s | 1.1329e-06 | 0.00090429 | 0.014381 | 0.00033493 | 0.001549 | 0.0044311 | 0.0093788 | 0.016237 | 0.057581 | 0.27345 | 0.33642 | 0.28534 | 0 | 0 | 0 | 0.00033093
3A | 2500-2999 | 1990s | 1.1329e-06 | 0.00090429 | 0.014381 | 0.00033493 | 0.001549 | 0.0044311 | 0.0093788 | 0.016237 | 0.057581 | 0.27345 | 0.33642 | 0.28534 | 0 | 0 | 0 | 0.00151
3B | 2500-2999 | 1990s | 1.1329e-06 | 0.00090429 | 0.014381 | 0.00033493 | 0.001549 | 0.0044311 | 0.0093788 | 0.016237 | 0.057581 | 0.27345 | 0.33642 | 0.28534 | 0 | 0 | 0 | 0.00080169
3C | 2500-2999 | 1990s | 1.1329e-06 | 0.00090429 | 0.014381 | 0.00033493 | 0.001549 | 0.0044311 | 0.0093788 | 0.016237 | 0.057581 | 0.27345 | 0.33642 | 0.28534 | 0 | 0 | 0 | 0.00014465
4A | 2500-2999 | 1990s | 1.1329e-06 | 0.00090429 | 0.014381 | 0.00033493 | 0.001549 | 0.0044311 | 0.0093788 | 0.016237 | 0.057581 | 0.27345 | 0.33642 | 0.28534 | 0 | 0 | 0 | 0.0022027
4B | 2500-2999 | 1990s | 1.1329e-06 | 0.00090429 | 0.014381 | 0.00033493 | 0.001549 | 0.0044311 | 0.0093788 | 0.016237 | 0.057581 | 0.27345 | 0.33642 | 0.28534 | 0 | 0 | 0 | 7.9121e-05
4C | 2500-2999 | 1990s | 1.1329e-06 | 0.00090429 | 0.014381 | 0.00033493 | 0.001549 | 0.0044311 | 0.0093788 | 0.016237 | 0.057581 | 0.27345 | 0.33642 | 0.28534 | 0 | 0 | 0 | 0.0003
5A | 2500-2999 | 1990s | 1.1329e-06 | 0.00090429 | 0.014381 | 0.00033493 | 0.001549 | 0.0044311 | 0.0093788 | 0.016237 | 0.057581 | 0.27345 | 0.33642 | 0.28534 | 0 | 0 | 0 | 0.0022596
5B | 2500-2999 | 1990s | 1.1329e-06 | 0.00090429 | 0.014381 | 0.00033493 | 0.001549 | 0.0044311 | 0.0093788 | 0.016237 | 0.057581 | 0.27345 | 0.33642 | 0.28534 | 0 | 0 | 0 | 0.000543
6A | 2500-2999 | 1990s | 1.1329e-06 | 0.00090429 | 0.014381 | 0.00033493 | 0.001549 | 0.0044311 | 0.0093788 | 0.016237 | 0.057581 | 0.27345 | 0.33642 | 0.28534 | 0 | 0 | 0 | 0.00068007
6B | 2500-2999 | 1990s | 1.1329e-06 | 0.00090429 | 0.014381 | 0.00033493 | 0.001549 | 0.0044311 | 0.0093788 | 0.016237 | 0.057581 | 0.27345 | 0.33642 | 0.28534 | 0 | 0 | 0 | 7.56e-05
7A | 2500-2999 | 1990s | 1.1329e-06 | 0.00090429 | 0.014381 | 0.00033493 | 0.001549 | 0.0044311 | 0.0093788 | 0.016237 | 0.057581 | 0.27345 | 0.33642 | 0.28534 | 0 | 0 | 0 | 8.9229e-05
7B | 2500-2999 | 1990s | 1.1329e-06 | 0.00090429 | 0.014381 | 0.00033493 | 0.001549 | 0.0044311 | 0.0093788 | 0.016237 | 0.057581 | 0.27345 | 0.33642 | 0.28534 | 0 | 0 | 0 | 1.2555e-05
1A | 3000-3999 | 1990s | 1.1329e-06 | 0.00090429 | 0.014381 | 0.00033493 | 0.001549 | 0.0044311 | 0.0093788 | 0.016237 | 0.057581 | 0.27345 | 0.33642 | 0.28534 | 0 | 0 | 0 | 0.00014192
2A | 3000-3999 | 1990s | 1.1329e-06 | 0.00090429 | 0.014381 | 0.00033493 | 0.001549 | 0.0044311 | 0.0093788 | 0.016237 | 0.057581 | 0.27345 | 0.33642 | 0.28534 | 0 | 0 | 0 | 0.0011495
2B | 3000-3999 | 1990s | 1.1329e-06 | 0.00090429 | 0.014381 | 0.00033493 | 0.001549 | 0.0044311 | 0.0093788 | 0.016237 | 0.057581 | 0.27345 | 0.33642 | 0.28534 | 0 | 0 | 0 | 0.00032738
3A | 3000-3999 | 1990s | 1.1329e-06 | 0.00090429 | 0.014381 | 0.00033493 | 0.001549 | 0.0044311 | 0.0093788 | 0.016237 | 0.057581 | 0.27345 | 0.33642 | 0.28534 | 0 | 0 | 0 | 0.0014117
3B | 3000-3999 | 1990s | 1.1329e-06 | 0.00090429 | 0.014381 | 0.00033493 | 0.001549 | 0.0044311 | 0.0093788 | 0.016237 | 0.057581 | 0.27345 | 0.33642 | 0.28534 | 0 | 0 | 0 | 0.00067965
3C | 3000-3999 | 1990s | 1.1329e-06 | 0.00090429 | 0.014381 | 0.00033493 | 0.001549 | 0.0044311 | 0.0093788 | 0.016237 | 0.057581 | 0.27345 | 0.33642 | 0.28534 | 0 | 0 | 0 | 0.00012041
4A | 3000-3999 | 1990s | 1.1329e-06 | 0.00090429 | 0.014381 | 0.00033493 | 0.001549 | 0.0044311 | 0.0093788 | 0.016237 | 0.057581 | 0.27345 | 0.33642 | 0.28534 | 0 | 0 | 0 | 0.0021073
4B | 3000-3999 | 1990s | 1.1329e-06 | 0.00090429 | 0.014381 | 0.00033493 | 0.001549 | 0.0044311 | 0.0093788 | 0.016237 | 0.057581 | 0.27345 | 0.33642 | 0.28534 | 0 | 0 | 0 | 7.8908e-05
4C | 3000-3999 | 1990s | 1.1329e-06 | 0.00090429 | 0.014381 | 0.00033493 | 0.001549 | 0.0044311 | 0.0093788 | 0.016237 | 0.057581 | 0.27345 | 0.33642 | 0.28534 | 0 | 0 | 0 | 0.00023241
5A | 3000-3999 | 1990s | 1.1329e-06 | 0.00090429 | 0.014381 | 0.00033493 | 0.001549 | 0.0044311 | 0.0093788 | 0.016237 | 0.057581 | 0.27345 | 0.33642 | 0.28534 | 0 | 0 | 0 | 0.0023719
5B | 3000-3999 | 1990s | 1.1329e-06 | 0.00090429 | 0.014381 | 0.00033493 | 0.001549 | 0.0044311 | 0.0093788 | 0.016237 | 0.057581 | 0.27345 | 0.33642 | 0.28534 | 0 | 0 | 0 | 0.00059636
6A | 3000-3999 | 1990s | 1.1329e-06 | 0.00090429 | 0.014381 | 0.00033493 | 0.001549 | 0.0044311 | 0.0093788 | 0.016237 | 0.057581 | 0.27345 | 0.33642 | 0.28534 | 0 | 0 | 0 | 0.00081912
6B | 3000-3999 | 1990s | 1.1329e-06 | 0.00090429 | 0.014381 | 0.00033493 | 0.001549 | 0.0044311 | 0.0093788 | 0.016237 | 0.057581 | 0.27345 | 0.33642 | 0.28534 | 0 | 0 | 0 | 0.0001158
7A | 3000-3999 | 1990s | 1.1329e-06 | 0.00090429 | 0.014381 | 0.00033493 | 0.001549 | 0.0044311 | 0.0093788 | 0.016237 | 0.057581 | 0.27345 | 0.33642 | 0.28534 | 0 | 0 | 0 | 0.00011555
7B | 3000-3999 | 1990s | 1.1329e-06 | 0.00090429 | 0.014381 | 0.00033493 | 0.001549 | 0.0044311 | 0.0093788 | 0.016237 | 0.057581 | 0.27345 | 0.33642 | 0.28534 | 0 | 0 | 0 | 2.0697e-05
1A | 4000+ | 1990s | 1.1329e-06 | 0.00090429 | 0.014381 | 0.00033493 | 0.001549 | 0.0044311 | 0.0093788 | 0.016237 | 0.057581 | 0.27345 | 0.33642 | 0.28534 | 0 | 0 | 0 | 3.8846e-05
2A | 4000+ | 1990s | 1.1329e-06 | 0.00090429 | 0.014381 | 0.00033493 | 0.001549 | 0.0044311 | 0.0093788 | 0.016237 | 0.057581 | 0.27345 | 0.33642 | 0.28534 | 0 | 0 | 0 | 0.00049585
2B | 4000+ | 1990s | 1.1329e-06 | 0.00090429 | 0.014381 | 0.00033493 | 0.001549 | 0.0044311 | 0.0093788 | 0.016237 | 0.057581 | 0.27345 | 0.33642 | 0.28534 | 0 | 0 | 0 | 0.00015552
3A | 4000+ | 1990s | 1.1329e-06 | 0.00090429 | 0.014381 | 0.00033493 | 0.001549 | 0.0044311 | 0.0093788 | 0.016237 | 0.057581 | 0.27345 | 0.33642 | 0.28534 | 0 | 0 | 0 | 0.00067728
3B | 4000+ | 1990s | 1.1329e-06 | 0.00090429 | 0.014381 | 0.00033493 | 0.001549 | 0.0044311 | 0.0093788 | 0.016237 | 0.057581 | 0.27345 | 0.33642 | 0.28534 | 0 | 0 | 0 | 0.00027209
3C | 4000+ | 1990s | 1.1329e-06 | 0.00090429 | 0.014381 | 0.00033493 | 0.001549 | 0.0044311 | 0.0093788 | 0.016237 | 0.057581 | 0.27345 | 0.33642 | 0.28534 | 0 | 0 | 0 | 4.7455e-05
4A | 4000+ | 1990s | 1.1329e-06 | 0.00090429 | 0.014381 | 0.00033493 | 0.001549 | 0.0044311 | 0.0093788 | 0.016237 | 0.057581 | 0.27345 | 0.33642 | 0.28534 | 0 | 0 | 0 | 0.00090687
4B | 4000+ | 1990s | 1.1329e-06 | 0.00090429 | 0.014381 | 0.00033493 | 0.001549 | 0.0044311 | 0.0093788 | 0.016237 | 0.057581 | 0.27345 | 0.33642 | 0.28534 | 0 | 0 | 0 | 3.8075e-05
4C | 4000+ | 1990s | 1.1329e-06 | 0.00090429 | 0.014381 | 0.00033493 | 0.001549 | 0.0044311 | 0.0093788 | 0.016237 | 0.057581 | 0.27345 | 0.33642 | 0.28534 | 0 | 0 | 0 | 0.00010339
5A | 4000+ | 1990s | 1.1329e-06 | 0.00090429 | 0.014381 | 0.00033493 | 0.001549 | 0.0044311 | 0.0093788 | 0.016237 | 0.057581 | 0.27345 | 0.33642 | 0.28534 | 0 | 0 | 0 | 0.0010191
5B | 4000+ | 1990s | 1.1329e-06 | 0.00090429 | 0.014381 | 0.00033493 | 0.001549 | 0.0044311 | 0.0093788 | 0.016237 | 0.057581 | 0.27345 | 0.33642 | 0.28534 | 0 | 0 | 0 | 0.00027057
6A | 4000+ | 1990s | 1.1329e-06 | 0.00090429 | 0.014381 | 0.00033493 | 0.001549 | 0.0044311 | 0.0093788 | 0.016237 | 0.057581 | 0.27345 | 0.33642 | 0.28534 | 0 | 0 | 0 | 0.00032059
6B | 4000+ | 1990s | 1.1329e-06 | 0.00090429 | 0.014381 | 0.00033493 | 0.001549 | 0.0044311 | 0.0093788 | 0.016237 | 0.057581 | 0.27345 | 0.33642 | 0.28534 | 0 | 0 | 0 | 3.7514e-05
7A | 4000+ | 1990s | 1.1329e-06 | 0.00090429 | 0.014381 | 0.00033493 | 0.001549 | 0.0044311 | 0.0093788 | 0.016237 | 0.057581 | 0.27345 | 0.33642 | 0.28534 | 0 | 0 | 0 | 3.7491e-05
7B | 4000+ | 1990s | 1.1329e-06 | 0.00090429 | 0.014381 | 0.00033493 | 0.001549 | 0.0044311 | 0.0093788 | 0.016237 | 0.057581 | 0.27345 | 0.33642 | 0.28534 | 0 | 0 | 0 | 6.6058e-06
1A | 500-749 | 1990s | 1.1329e-06 | 0.00090429 | 0.014381 | 0.00033493 | 0.001549 | 0.0044311 | 0.0093788 | 0.016237 | 0.057581 | 0.27345 | 0.33642 | 0.28534 | 0 | 0 | 0 | 0.00012215
2A | 500-749 | 1990s | 1.1329e-06 | 0.00090429 | 0.014381 | 0.00033493 | 0.001549 | 0.0044311 | 0.0093788 | 0.016237 | 0.057581 | 0.27345 | 0.33642 | 0.28534 | 0 | 0 | 0 | 0.0012859
2B | 500-749 | 1990s | 1.1329e-06 | 0.00090429 | 0.014381 | 0.00033493 | 0.001549 | 0.0044311 | 0.0093788 | 0.016237 | 0.057581 | 0.27345 | 0.33642 | 0.28534 | 0 | 0 | 0 | 0.00022464
3A | 500-749 | 1990s | 1.1329e-06 | 0.00090429 | 0.014381 | 0.00033493 | 0.001549 | 0.0044311 | 0.0093788 | 0.016237 | 0.057581 | 0.27345 | 0.33642 | 0.28534 | 0 | 0 | 0 | 0.001592
3B | 500-749 | 1990s | 1.1329e-06 | 0.00090429 | 0.014381 | 0.00033493 | 0.001549 | 0.0044311 | 0.0093788 | 0.016237 | 0.057581 | 0.27345 | 0.33642 | 0.28534 | 0 | 0 | 0 | 0.00096449
3C | 500-749 | 1990s | 1.1329e-06 | 0.00090429 | 0.014381 | 0.00033493 | 0.001549 | 0.0044311 | 0.0093788 | 0.016237 | 0.057581 | 0.27345 | 0.33642 | 0.28534 | 0 | 0 | 0 | 0.00020469
4A | 500-749 | 1990s | 1.1329e-06 | 0.00090429 | 0.014381 | 0.00033493 | 0.001549 | 0.0044311 | 0.0093788 | 0.016237 | 0.057581 | 0.27345 | 0.33642 | 0.28534 | 0 | 0 | 0 | 0.0016824
4B | 500-749 | 1990s | 1.1329e-06 | 0.00090429 | 0.014381 | 0.00033493 | 0.001549 | 0.0044311 | 0.0093788 | 0.016237 | 0.057581 | 0.27345 | 0.33642 | 0.28534 | 0 | 0 | 0 | 6.323e-05
4C | 500-749 | 1990s | 1.1329e-06 | 0.00090429 | 0.014381 | 0.00033493 | 0.001549 | 0.0044311 | 0.0093788 | 0.016237 | 0.057581 | 0.27345 | 0.33642 | 0.28534 | 0 | 0 | 0 | 0.00045345
5A | 500-749 | 1990s | 1.1329e-06 | 0.00090429 | 0.014381 | 0.00033493 | 0.001549 | 0.0044311 | 0.0093788 | 0.016237 | 0.057581 | 0.27345 | 0.33642 | 0.28534 | 0 | 0 | 0 | 0.0012928
5B | 500-749 | 1990s | 1.1329e-06 | 0.00090429 | 0.014381 | 0.00033493 | 0.001549 | 0.0044311 | 0.0093788 | 0.016237 | 0.057581 | 0.27345 | 0.33642 | 0.28534 | 0 | 0 | 0 | 0.00037388
6A | 500-749 | 1990s | 1.1329e-06 | 0.00090429 | 0.014381 | 0.00033493 | 0.001549 | 0.0044311 | 0.0093788 | 0.016237 | 0.057581 | 0.27345 | 0.33642 | 0.28534 | 0 | 0 | 0 | 0.00043776
6B | 500-749 | 1990s | 1.1329e-06 | 0.00090429 | 0.014381 | 0.00033493 | 0.001549 | 0.0044311 | 0.0093788 | 0.016237 | 0.057581 | 0.27345 | 0.33642 | 0.28534 | 0 | 0 | 0 | 9.2131e-05
7A | 500-749 | 1990s | 1.1329e-06 | 0.00090429 | 0.014381 | 0.00033493 | 0.001549 | 0.0044311 | 0.0093788 | 0.016237 | 0.057581 | 0.27345 | 0.33642 | 0.28534 | 0 | 0 | 0 | 5.644e-05
7B | 500-749 | 1990s | 1.1329e-06 | 0.00090429 | 0.014381 | 0.00033493 | 0.001549 | 0.0044311 | 0.0093788 | 0.016237 | 0.057581 | 0.27345 | 0.33642 | 0.28534 | 0 | 0 | 0 | 1.8736e-05
1A | 750-999 | 1990s | 1.1329e-06 | 0.00090429 | 0.014381 | 0.00033493 | 0.001549 | 0.0044311 | 0.0093788 | 0.016237 | 0.057581 | 0.27345 | 0.33642 | 0.28534 | 0 | 0 | 0 | 0.0002508
2A | 750-999 | 1990s | 1.1329e-06 | 0.00090429 | 0.014381 | 0.00033493 | 0.001549 | 0.0044311 | 0.0093788 | 0.016237 | 0.057581 | 0.27345 | 0.33642 | 0.28534 | 0 | 0 | 0 | 0.0025822
2B | 750-999 | 1990s | 1.1329e-06 | 0.00090429 | 0.014381 | 0.00033493 | 0.001549 | 0.0044311 | 0.0093788 | 0.016237 | 0.057581 | 0.27345 | 0.33642 | 0.28534 | 0 | 0 | 0 | 0.00046068
3A | 750-999 | 1990s | 1.1329e-06 | 0.00090429 | 0.014381 | 0.00033493 | 0.001549 | 0.0044311 | 0.0093788 | 0.016237 | 0.057581 | 0.27345 | 0.33642 | 0.28534 | 0 | 0 | 0 | 0.0033727
3B | 750-999 | 1990s | 1.1329e-06 | 0.00090429 | 0.014381 | 0.00033493 | 0.001549 | 0.0044311 | 0.0093788 | 0.016237 | 0.057581 | 0.27345 | 0.33642 | 0.28534 | 0 | 0 | 0 | 0.0016204
3C | 750-999 | 1990s | 1.1329e-06 | 0.00090429 | 0.014381 | 0.00033493 | 0.001549 | 0.0044311 | 0.0093788 | 0.016237 | 0.057581 | 0.27345 | 0.33642 | 0.28534 | 0 | 0 | 0 | 0.00033536
4A | 750-999 | 1990s | 1.1329e-06 | 0.00090429 | 0.014381 | 0.00033493 | 0.001549 | 0.0044311 | 0.0093788 | 0.016237 | 0.057581 | 0.27345 | 0.33642 | 0.28534 | 0 | 0 | 0 | 0.0037064
4B | 750-999 | 1990s | 1.1329e-06 | 0.00090429 | 0.014381 | 0.00033493 | 0.001549 | 0.0044311 | 0.0093788 | 0.016237 | 0.057581 | 0.27345 | 0.33642 | 0.28534 | 0 | 0 | 0 | 0.00013614
4C | 750-999 | 1990s | 1.1329e-06 | 0.00090429 | 0.014381 | 0.00033493 | 0.001549 | 0.0044311 | 0.0093788 | 0.016237 | 0.057581 | 0.27345 | 0.33642 | 0.28534 | 0 | 0 | 0 | 0.0007
5A | 750-999 | 1990s | 1.1329e-06 | 0.00090429 | 0.014381 | 0.00033493 | 0.001549 | 0.0044311 | 0.0093788 | 0.016237 | 0.057581 | 0.27345 | 0.33642 | 0.28534 | 0 | 0 | 0 | 0.0031908
5B | 750-999 | 1990s | 1.1329e-06 | 0.00090429 | 0.014381 | 0.00033493 | 0.001549 | 0.0044311 | 0.0093788 | 0.016237 | 0.057581 | 0.27345 | 0.33642 | 0.28534 | 0 | 0 | 0 | 0.0007141
6A | 750-999 | 1990s | 1.1329e-06 | 0.00090429 | 0.014381 | 0.00033493 | 0.001549 | 0.0044311 | 0.0093788 | 0.016237 | 0.057581 | 0.27345 | 0.33642 | 0.28534 | 0 | 0 | 0 | 0.0010473
6B | 750-999 | 1990s | 1.1329e-06 | 0.00090429 | 0.014381 | 0.00033493 | 0.001549 | 0.0044311 | 0.0093788 | 0.016237 | 0.057581 | 0.27345 | 0.33642 | 0.28534 | 0 | 0 | 0 | 0.00013777
7A | 750-999 | 1990s | 1.1329e-06 | 0.00090429 | 0.014381 | 0.00033493 | 0.001549 | 0.0044311 | 0.0093788 | 0.016237 | 0.057581 | 0.27345 | 0.33642 | 0.28534 | 0 | 0 | 0 | 0.00014148
7B | 750-999 | 1990s | 1.1329e-06 | 0.00090429 | 0.014381 | 0.00033493 | 0.001549 | 0.0044311 | 0.0093788 | 0.016237 | 0.057581 | 0.27345 | 0.33642 | 0.28534 | 0 | 0 | 0 | 2.3578e-05
1A | 0-499 | 2000s | 8.0875e-06 | 0.0021595 | 0.024117 | 0.0020053 | 0.0068948 | 0.015413 | 0.026466 | 0.038245 | 0.10696 | 0.33567 | 0.27333 | 0.16873 | 0 | 0 | 0 | 1.5877e-05
2A | 0-499 | 2000s | 8.0875e-06 | 0.0021595 | 0.024117 | 0.0020053 | 0.0068948 | 0.015413 | 0.026466 | 0.038245 | 0.10696 | 0.33567 | 0.27333 | 0.16873 | 0 | 0 | 0 | 0.00016028
2B | 0-499 | 2000s | 8.0875e-06 | 0.0021595 | 0.024117 | 0.0020053 | 0.0068948 | 0.015413 | 0.026466 | 0.038245 | 0.10696 | 0.33567 | 0.27333 | 0.16873 | 0 | 0 | 0 | 6.4434e-05
3A | 0-499 | 2000s | 8.0875e-06 | 0.0021595 | 0.024117 | 0.0020053 | 0.0068948 | 0.015413 | 0.026466 | 0.038245 | 0.10696 | 0.33567 | 0.27333 | 0.16873 | 0 | 0 | 0 | 0.00019396
3B | 0-499 | 2000s | 8.0875e-06 | 0.0021595 | 0.024117 | 0.0020053 | 0.0068948 | 0.015413 | 0.026466 | 0.038245 | 0.10696 | 0.33567 | 0.27333 | 0.16873 | 0 | 0 | 0 | 0.00032109
3C | 0-499 | 2000s | 8.0875e-06 | 0.0021595 | 0.024117 | 0.0020053 | 0.0068948 | 0.015413 | 0.026466 | 0.038245 | 0.10696 | 0.33567 | 0.27333 | 0.16873 | 0 | 0 | 0 | 7.4335e-05
4A | 0-499 | 2000s | 8.0875e-06 | 0.0021595 | 0.024117 | 0.0020053 | 0.0068948 | 0.015413 | 0.026466 | 0.038245 | 0.10696 | 0.33567 | 0.27333 | 0.16873 | 0 | 0 | 0 | 0.0003833
4B | 0-499 | 2000s | 8.0875e-06 | 0.0021595 | 0.024117 | 0.0020053 | 0.0068948 | 0.015413 | 0.026466 | 0.038245 | 0.10696 | 0.33567 | 0.27333 | 0.16873 | 0 | 0 | 0 | 1.7635e-05
4C | 0-499 | 2000s | 8.0875e-06 | 0.0021595 | 0.024117 | 0.0020053 | 0.0068948 | 0.015413 | 0.026466 | 0.038245 | 0.10696 | 0.33567 | 0.27333 | 0.16873 | 0 | 0 | 0 | 0.00011304
5A | 0-499 | 2000s | 8.0875e-06 | 0.0021595 | 0.024117 | 0.0020053 | 0.0068948 | 0.015413 | 0.026466 | 0.038245 | 0.10696 | 0.33567 | 0.27333 | 0.16873 | 0 | 0 | 0 | 0.0002597
5B | 0-499 | 2000s | 8.0875e-06 | 0.0021595 | 0.024117 | 0.0020053 | 0.0068948 | 0.015413 | 0.026466 | 0.038245 | 0.10696 | 0.33567 | 0.27333 | 0.16873 | 0 | 0 | 0 | 7.5016e-05
6A | 0-499 | 2000s | 8.0875e-06 | 0.0021595 | 0.024117 | 0.0020053 | 0.0068948 | 0.015413 | 0.026466 | 0.038245 | 0.10696 | 0.33567 | 0.27333 | 0.16873 | 0 | 0 | 0 | 8.4107e-05
6B | 0-499 | 2000s | 8.0875e-06 | 0.0021595 | 0.024117 | 0.0020053 | 0.0068948 | 0.015413 | 0.026466 | 0.038245 | 0.10696 | 0.33567 | 0.27333 | 0.16873 | 0 | 0 | 0 | 4.4493e-06
7A | 0-499 | 2000s | 8.0875e-06 | 0.0021595 | 0.024117 | 0.0020053 | 0.0068948 | 0.015413 | 0.026466 | 0.038245 | 0.10696 | 0.33567 | 0.27333 | 0.16873 | 0 | 0 | 0 | 1.1439e-05
7B | 0-499 | 2000s | 8.0875e-06 | 0.0021595 | 0.024117 | 0.0020053 | 0.0068948 | 0.015413 | 0.026466 | 0.038245 | 0.10696 | 0.33567 | 0.27333 | 0.16873 | 0 | 0 | 0 | 3.5807e-07
1A | 1000-1499 | 2000s | 8.0875e-06 | 0.0021595 | 0.024117 | 0.0020053 | 0.0068948 | 0.015413 | 0.026466 | 0.038245 | 0.10696 | 0.33567 | 0.27333 | 0.16873 | 0 | 0 | 0 | 0.00048464
2A | 1000-1499 | 2000s | 8.0875e-06 | 0.0021595 | 0.024117 | 0.0020053 | 0.0068948 | 0.015413 | 0.026466 | 0.038245 | 0.10696 | 0.33567 | 0.27333 | 0.16873 | 0 | 0 | 0 | 0.0053149
2B | 1000-1499 | 2000s | 8.0875e-06 | 0.0021595 | 0.024117 | 0.0020053 | 0.0068948 | 0.015413 | 0.026466 | 0.038245 | 0.10696 | 0.33567 | 0.27333 | 0.16873 | 0 | 0 | 0 | 0.0010502
3A | 1000-1499 | 2000s | 8.0875e-06 | 0.0021595 | 0.024117 | 0.0020053 | 0.0068948 | 0.015413 | 0.026466 | 0.038245 | 0.10696 | 0.33567 | 0.27333 | 0.16873 | 0 | 0 | 0 | 0.0054474
3B | 1000-1499 | 2000s | 8.0875e-06 | 0.0021595 | 0.024117 | 0.0020053 | 0.0068948 | 0.015413 | 0.026466 | 0.038245 | 0.10696 | 0.33567 | 0.27333 | 0.16873 | 0 | 0 | 0 | 0.002389
3C | 1000-1499 | 2000s | 8.0875e-06 | 0.0021595 | 0.024117 | 0.0020053 | 0.0068948 | 0.015413 | 0.026466 | 0.038245 | 0.10696 | 0.33567 | 0.27333 | 0.16873 | 0 | 0 | 0 | 0.0004376
4A | 1000-1499 | 2000s | 8.0875e-06 | 0.0021595 | 0.024117 | 0.0020053 | 0.0068948 | 0.015413 | 0.026466 | 0.038245 | 0.10696 | 0.33567 | 0.27333 | 0.16873 | 0 | 0 | 0 | 0.0056676
4B | 1000-1499 | 2000s | 8.0875e-06 | 0.0021595 | 0.024117 | 0.0020053 | 0.0068948 | 0.015413 | 0.026466 | 0.038245 | 0.10696 | 0.33567 | 0.27333 | 0.16873 | 0 | 0 | 0 | 0.00026123
4C | 1000-1499 | 2000s | 8.0875e-06 | 0.0021595 | 0.024117 | 0.0020053 | 0.0068948 | 0.015413 | 0.026466 | 0.038245 | 0.10696 | 0.33567 | 0.27333 | 0.16873 | 0 | 0 | 0 | 0.00084225
5A | 1000-1499 | 2000s | 8.0875e-06 | 0.0021595 | 0.024117 | 0.0020053 | 0.0068948 | 0.015413 | 0.026466 | 0.038245 | 0.10696 | 0.33567 | 0.27333 | 0.16873 | 0 | 0 | 0 | 0.0039083
5B | 1000-1499 | 2000s | 8.0875e-06 | 0.0021595 | 0.024117 | 0.0020053 | 0.0068948 | 0.015413 | 0.026466 | 0.038245 | 0.10696 | 0.33567 | 0.27333 | 0.16873 | 0 | 0 | 0 | 0.0015072
6A | 1000-1499 | 2000s | 8.0875e-06 | 0.0021595 | 0.024117 | 0.0020053 | 0.0068948 | 0.015413 | 0.026466 | 0.038245 | 0.10696 | 0.33567 | 0.27333 | 0.16873 | 0 | 0 | 0 | 0.0015843
6B | 1000-1499 | 2000s | 8.0875e-06 | 0.0021595 | 0.024117 | 0.0020053 | 0.0068948 | 0.015413 | 0.026466 | 0.038245 | 0.10696 | 0.33567 | 0.27333 | 0.16873 | 0 | 0 | 0 | 0.00030425
7A | 1000-1499 | 2000s | 8.0875e-06 | 0.0021595 | 0.024117 | 0.0020053 | 0.0068948 | 0.015413 | 0.026466 | 0.038245 | 0.10696 | 0.33567 | 0.27333 | 0.16873 | 0 | 0 | 0 | 0.0002202
7B | 1000-1499 | 2000s | 8.0875e-06 | 0.0021595 | 0.024117 | 0.0020053 | 0.0068948 | 0.015413 | 0.026466 | 0.038245 | 0.10696 | 0.33567 | 0.27333 | 0.16873 | 0 | 0 | 0 | 3.6066e-05
1A | 1500-1999 | 2000s | 8.0875e-06 | 0.0021595 | 0.024117 | 0.0020053 | 0.0068948 | 0.015413 | 0.026466 | 0.038245 | 0.10696 | 0.33567 | 0.27333 | 0.16873 | 0 | 0 | 0 | 0.00033871
2A | 1500-1999 | 2000s | 8.0875e-06 | 0.0021595 | 0.024117 | 0.0020053 | 0.0068948 | 0.015413 | 0.026466 | 0.038245 | 0.10696 | 0.33567 | 0.27333 | 0.16873 | 0 | 0 | 0 | 0.0053607
2B | 1500-1999 | 2000s | 8.0875e-06 | 0.0021595 | 0.024117 | 0.0020053 | 0.0068948 | 0.015413 | 0.026466 | 0.038245 | 0.10696 | 0.33567 | 0.27333 | 0.16873 | 0 | 0 | 0 | 0.00093354
3A | 1500-1999 | 2000s | 8.0875e-06 | 0.0021595 | 0.024117 | 0.0020053 | 0.0068948 | 0.015413 | 0.026466 | 0.038245 | 0.10696 | 0.33567 | 0.27333 | 0.16873 | 0 | 0 | 0 | 0.00532
3B | 1500-1999 | 2000s | 8.0875e-06 | 0.0021595 | 0.024117 | 0.0020053 | 0.0068948 | 0.015413 | 0.026466 | 0.038245 | 0.10696 | 0.33567 | 0.27333 | 0.16873 | 0 | 0 | 0 | 0.0028921
3C | 1500-1999 | 2000s | 8.0875e-06 | 0.0021595 | 0.024117 | 0.0020053 | 0.0068948 | 0.015413 | 0.026466 | 0.038245 | 0.10696 | 0.33567 | 0.27333 | 0.16873 | 0 | 0 | 0 | 0.00035886
4A | 1500-1999 | 2000s | 8.0875e-06 | 0.0021595 | 0.024117 | 0.0020053 | 0.0068948 | 0.015413 | 0.026466 | 0.038245 | 0.10696 | 0.33567 | 0.27333 | 0.16873 | 0 | 0 | 0 | 0.0049997
4B | 1500-1999 | 2000s | 8.0875e-06 | 0.0021595 | 0.024117 | 0.0020053 | 0.0068948 | 0.015413 | 0.026466 | 0.038245 | 0.10696 | 0.33567 | 0.27333 | 0.16873 | 0 | 0 | 0 | 0.00024005
4C | 1500-1999 | 2000s | 8.0875e-06 | 0.0021595 | 0.024117 | 0.0020053 | 0.0068948 | 0.015413 | 0.026466 | 0.038245 | 0.10696 | 0.33567 | 0.27333 | 0.16873 | 0 | 0 | 0 | 0.00093601
5A | 1500-1999 | 2000s | 8.0875e-06 | 0.0021595 | 0.024117 | 0.0020053 | 0.0068948 | 0.015413 | 0.026466 | 0.038245 | 0.10696 | 0.33567 | 0.27333 | 0.16873 | 0 | 0 | 0 | 0.0036761
5B | 1500-1999 | 2000s | 8.0875e-06 | 0.0021595 | 0.024117 | 0.0020053 | 0.0068948 | 0.015413 | 0.026466 | 0.038245 | 0.10696 | 0.33567 | 0.27333 | 0.16873 | 0 | 0 | 0 | 0.0013334
6A | 1500-1999 | 2000s | 8.0875e-06 | 0.0021595 | 0.024117 | 0.0020053 | 0.0068948 | 0.015413 | 0.026466 | 0.038245 | 0.10696 | 0.33567 | 0.27333 | 0.16873 | 0 | 0 | 0 | 0.0012233
6B | 1500-1999 | 2000s | 8.0875e-06 | 0.0021595 | 0.024117 | 0.0020053 | 0.0068948 | 0.015413 | 0.026466 | 0.038245 | 0.10696 | 0.33567 | 0.27333 | 0.16873 | 0 | 0 | 0 | 0.00034069
7A | 1500-1999 | 2000s | 8.0875e-06 | 0.0021595 | 0.024117 | 0.0020053 | 0.0068948 | 0.015413 | 0.026466 | 0.038245 | 0.10696 | 0.33567 | 0.27333 | 0.16873 | 0 | 0 | 0 | 0.00017978
7B | 1500-1999 | 2000s | 8.0875e-06 | 0.0021595 | 0.024117 | 0.0020053 | 0.0068948 | 0.015413 | 0.026466 | 0.038245 | 0.10696 | 0.33567 | 0.27333 | 0.16873 | 0 | 0 | 0 | 4.5517e-05
1A | 2000-2499 | 2000s | 8.0875e-06 | 0.0021595 | 0.024117 | 0.0020053 | 0.0068948 | 0.015413 | 0.026466 | 0.038245 | 0.10696 | 0.33567 | 0.27333 | 0.16873 | 0 | 0 | 0 | 0.00020398
2A | 2000-2499 | 2000s | 8.0875e-06 | 0.0021595 | 0.024117 | 0.0020053 | 0.0068948 | 0.015413 | 0.026466 | 0.038245 | 0.10696 | 0.33567 | 0.27333 | 0.16873 | 0 | 0 | 0 | 0.0040152
2B | 2000-2499 | 2000s | 8.0875e-06 | 0.0021595 | 0.024117 | 0.0020053 | 0.0068948 | 0.015413 | 0.026466 | 0.038245 | 0.10696 | 0.33567 | 0.27333 | 0.16873 | 0 | 0 | 0 | 0.00078415
3A | 2000-2499 | 2000s | 8.0875e-06 | 0.0021595 | 0.024117 | 0.0020053 | 0.0068948 | 0.015413 | 0.026466 | 0.038245 | 0.10696 | 0.33567 | 0.27333 | 0.16873 | 0 | 0 | 0 | 0.0040609
3B | 2000-2499 | 2000s | 8.0875e-06 | 0.0021595 | 0.024117 | 0.0020053 | 0.0068948 | 0.015413 | 0.026466 | 0.038245 | 0.10696 | 0.33567 | 0.27333 | 0.16873 | 0 | 0 | 0 | 0.0019536
3C | 2000-2499 | 2000s | 8.0875e-06 | 0.0021595 | 0.024117 | 0.0020053 | 0.0068948 | 0.015413 | 0.026466 | 0.038245 | 0.10696 | 0.33567 | 0.27333 | 0.16873 | 0 | 0 | 0 | 0.00021336
4A | 2000-2499 | 2000s | 8.0875e-06 | 0.0021595 | 0.024117 | 0.0020053 | 0.0068948 | 0.015413 | 0.026466 | 0.038245 | 0.10696 | 0.33567 | 0.27333 | 0.16873 | 0 | 0 | 0 | 0.0042099
4B | 2000-2499 | 2000s | 8.0875e-06 | 0.0021595 | 0.024117 | 0.0020053 | 0.0068948 | 0.015413 | 0.026466 | 0.038245 | 0.10696 | 0.33567 | 0.27333 | 0.16873 | 0 | 0 | 0 | 0.00019054
4C | 2000-2499 | 2000s | 8.0875e-06 | 0.0021595 | 0.024117 | 0.0020053 | 0.0068948 | 0.015413 | 0.026466 | 0.038245 | 0.10696 | 0.33567 | 0.27333 | 0.16873 | 0 | 0 | 0 | 0.00060939
5A | 2000-2499 | 2000s | 8.0875e-06 | 0.0021595 | 0.024117 | 0.0020053 | 0.0068948 | 0.015413 | 0.026466 | 0.038245 | 0.10696 | 0.33567 | 0.27333 | 0.16873 | 0 | 0 | 0 | 0.0036377
5B | 2000-2499 | 2000s | 8.0875e-06 | 0.0021595 | 0.024117 | 0.0020053 | 0.0068948 | 0.015413 | 0.026466 | 0.038245 | 0.10696 | 0.33567 | 0.27333 | 0.16873 | 0 | 0 | 0 | 0.0010908
6A | 2000-2499 | 2000s | 8.0875e-06 | 0.0021595 | 0.024117 | 0.0020053 | 0.0068948 | 0.015413 | 0.026466 | 0.038245 | 0.10696 | 0.33567 | 0.27333 | 0.16873 | 0 | 0 | 0 | 0.001217
6B | 2000-2499 | 2000s | 8.0875e-06 | 0.0021595 | 0.024117 | 0.0020053 | 0.0068948 | 0.015413 | 0.026466 | 0.038245 | 0.10696 | 0.33567 | 0.27333 | 0.16873 | 0 | 0 | 0 | 0.00027194
7A | 2000-2499 | 2000s | 8.0875e-06 | 0.0021595 | 0.024117 | 0.0020053 | 0.0068948 | 0.015413 | 0.026466 | 0.038245 | 0.10696 | 0.33567 | 0.27333 | 0.16873 | 0 | 0 | 0 | 0.00020088
7B | 2000-2499 | 2000s | 8.0875e-06 | 0.0021595 | 0.024117 | 0.0020053 | 0.0068948 | 0.015413 | 0.026466 | 0.038245 | 0.10696 | 0.33567 | 0.27333 | 0.16873 | 0 | 0 | 0 | 3.6127e-05
1A | 2500-2999 | 2000s | 8.0875e-06 | 0.0021595 | 0.024117 | 0.0020053 | 0.0068948 | 0.015413 | 0.026466 | 0.038245 | 0.10696 | 0.33567 | 0.27333 | 0.16873 | 0 | 0 | 0 | 0.00012511
2A | 2500-2999 | 2000s | 8.0875e-06 | 0.0021595 | 0.024117 | 0.0020053 | 0.0068948 | 0.015413 | 0.026466 | 0.038245 | 0.10696 | 0.33567 | 0.27333 | 0.16873 | 0 | 0 | 0 | 0.0022766
2B | 2500-2999 | 2000s | 8.0875e-06 | 0.0021595 | 0.024117 | 0.0020053 | 0.0068948 | 0.015413 | 0.026466 | 0.038245 | 0.10696 | 0.33567 | 0.27333 | 0.16873 | 0 | 0 | 0 | 0.00044321
3A | 2500-2999 | 2000s | 8.0875e-06 | 0.0021595 | 0.024117 | 0.0020053 | 0.0068948 | 0.015413 | 0.026466 | 0.038245 | 0.10696 | 0.33567 | 0.27333 | 0.16873 | 0 | 0 | 0 | 0.0022128
3B | 2500-2999 | 2000s | 8.0875e-06 | 0.0021595 | 0.024117 | 0.0020053 | 0.0068948 | 0.015413 | 0.026466 | 0.038245 | 0.10696 | 0.33567 | 0.27333 | 0.16873 | 0 | 0 | 0 | 0.0012739
3C | 2500-2999 | 2000s | 8.0875e-06 | 0.0021595 | 0.024117 | 0.0020053 | 0.0068948 | 0.015413 | 0.026466 | 0.038245 | 0.10696 | 0.33567 | 0.27333 | 0.16873 | 0 | 0 | 0 | 0.00016742
4A | 2500-2999 | 2000s | 8.0875e-06 | 0.0021595 | 0.024117 | 0.0020053 | 0.0068948 | 0.015413 | 0.026466 | 0.038245 | 0.10696 | 0.33567 | 0.27333 | 0.16873 | 0 | 0 | 0 | 0.0024904
4B | 2500-2999 | 2000s | 8.0875e-06 | 0.0021595 | 0.024117 | 0.0020053 | 0.0068948 | 0.015413 | 0.026466 | 0.038245 | 0.10696 | 0.33567 | 0.27333 | 0.16873 | 0 | 0 | 0 | 0.00011356
4C | 2500-2999 | 2000s | 8.0875e-06 | 0.0021595 | 0.024117 | 0.0020053 | 0.0068948 | 0.015413 | 0.026466 | 0.038245 | 0.10696 | 0.33567 | 0.27333 | 0.16873 | 0 | 0 | 0 | 0.00043739
5A | 2500-2999 | 2000s | 8.0875e-06 | 0.0021595 | 0.024117 | 0.0020053 | 0.0068948 | 0.015413 | 0.026466 | 0.038245 | 0.10696 | 0.33567 | 0.27333 | 0.16873 | 0 | 0 | 0 | 0.0019866
5B | 2500-2999 | 2000s | 8.0875e-06 | 0.0021595 | 0.024117 | 0.0020053 | 0.0068948 | 0.015413 | 0.026466 | 0.038245 | 0.10696 | 0.33567 | 0.27333 | 0.16873 | 0 | 0 | 0 | 0.00068521
6A | 2500-2999 | 2000s | 8.0875e-06 | 0.0021595 | 0.024117 | 0.0020053 | 0.0068948 | 0.015413 | 0.026466 | 0.038245 | 0.10696 | 0.33567 | 0.27333 | 0.16873 | 0 | 0 | 0 | 0.0006748
6B | 2500-2999 | 2000s | 8.0875e-06 | 0.0021595 | 0.024117 | 0.0020053 | 0.0068948 | 0.015413 | 0.026466 | 0.038245 | 0.10696 | 0.33567 | 0.27333 | 0.16873 | 0 | 0 | 0 | 0.00019246
7A | 2500-2999 | 2000s | 8.0875e-06 | 0.0021595 | 0.024117 | 0.0020053 | 0.0068948 | 0.015413 | 0.026466 | 0.038245 | 0.10696 | 0.33567 | 0.27333 | 0.16873 | 0 | 0 | 0 | 9.4911e-05
7B | 2500-2999 | 2000s | 8.0875e-06 | 0.0021595 | 0.024117 | 0.0020053 | 0.0068948 | 0.015413 | 0.026466 | 0.038245 | 0.10696 | 0.33567 | 0.27333 | 0.16873 | 0 | 0 | 0 | 2.5147e-05
1A | 3000-3999 | 2000s | 8.0875e-06 | 0.0021595 | 0.024117 | 0.0020053 | 0.0068948 | 0.015413 | 0.026466 | 0.038245 | 0.10696 | 0.33567 | 0.27333 | 0.16873 | 0 | 0 | 0 | 9.5685e-05
2A | 3000-3999 | 2000s | 8.0875e-06 | 0.0021595 | 0.024117 | 0.0020053 | 0.0068948 | 0.015413 | 0.026466 | 0.038245 | 0.10696 | 0.33567 | 0.27333 | 0.16873 | 0 | 0 | 0 | 0.0022159
2B | 3000-3999 | 2000s | 8.0875e-06 | 0.0021595 | 0.024117 | 0.0020053 | 0.0068948 | 0.015413 | 0.026466 | 0.038245 | 0.10696 | 0.33567 | 0.27333 | 0.16873 | 0 | 0 | 0 | 0.00063888
3A | 3000-3999 | 2000s | 8.0875e-06 | 0.0021595 | 0.024117 | 0.0020053 | 0.0068948 | 0.015413 | 0.026466 | 0.038245 | 0.10696 | 0.33567 | 0.27333 | 0.16873 | 0 | 0 | 0 | 0.0022673
3B | 3000-3999 | 2000s | 8.0875e-06 | 0.0021595 | 0.024117 | 0.0020053 | 0.0068948 | 0.015413 | 0.026466 | 0.038245 | 0.10696 | 0.33567 | 0.27333 | 0.16873 | 0 | 0 | 0 | 0.0013556
3C | 3000-3999 | 2000s | 8.0875e-06 | 0.0021595 | 0.024117 | 0.0020053 | 0.0068948 | 0.015413 | 0.026466 | 0.038245 | 0.10696 | 0.33567 | 0.27333 | 0.16873 | 0 | 0 | 0 | 0.00015887
4A | 3000-3999 | 2000s | 8.0875e-06 | 0.0021595 | 0.024117 | 0.0020053 | 0.0068948 | 0.015413 | 0.026466 | 0.038245 | 0.10696 | 0.33567 | 0.27333 | 0.16873 | 0 | 0 | 0 | 0.0028167
4B | 3000-3999 | 2000s | 8.0875e-06 | 0.0021595 | 0.024117 | 0.0020053 | 0.0068948 | 0.015413 | 0.026466 | 0.038245 | 0.10696 | 0.33567 | 0.27333 | 0.16873 | 0 | 0 | 0 | 0.00012585
4C | 3000-3999 | 2000s | 8.0875e-06 | 0.0021595 | 0.024117 | 0.0020053 | 0.0068948 | 0.015413 | 0.026466 | 0.038245 | 0.10696 | 0.33567 | 0.27333 | 0.16873 | 0 | 0 | 0 | 0.0004126
5A | 3000-3999 | 2000s | 8.0875e-06 | 0.0021595 | 0.024117 | 0.0020053 | 0.0068948 | 0.015413 | 0.026466 | 0.038245 | 0.10696 | 0.33567 | 0.27333 | 0.16873 | 0 | 0 | 0 | 0.0030408
5B | 3000-3999 | 2000s | 8.0875e-06 | 0.0021595 | 0.024117 | 0.0020053 | 0.0068948 | 0.015413 | 0.026466 | 0.038245 | 0.10696 | 0.33567 | 0.27333 | 0.16873 | 0 | 0 | 0 | 0.00084605
6A | 3000-3999 | 2000s | 8.0875e-06 | 0.0021595 | 0.024117 | 0.0020053 | 0.0068948 | 0.015413 | 0.026466 | 0.038245 | 0.10696 | 0.33567 | 0.27333 | 0.16873 | 0 | 0 | 0 | 0.0010224
6B | 3000-3999 | 2000s | 8.0875e-06 | 0.0021595 | 0.024117 | 0.0020053 | 0.0068948 | 0.015413 | 0.026466 | 0.038245 | 0.10696 | 0.33567 | 0.27333 | 0.16873 | 0 | 0 | 0 | 9.6616e-05
7A | 3000-3999 | 2000s | 8.0875e-06 | 0.0021595 | 0.024117 | 0.0020053 | 0.0068948 | 0.015413 | 0.026466 | 0.038245 | 0.10696 | 0.33567 | 0.27333 | 0.16873 | 0 | 0 | 0 | 0.00016584
7B | 3000-3999 | 2000s | 8.0875e-06 | 0.0021595 | 0.024117 | 0.0020053 | 0.0068948 | 0.015413 | 0.026466 | 0.038245 | 0.10696 | 0.33567 | 0.27333 | 0.16873 | 0 | 0 | 0 | 1.2679e-05
1A | 4000+ | 2000s | 8.0875e-06 | 0.0021595 | 0.024117 | 0.0020053 | 0.0068948 | 0.015413 | 0.026466 | 0.038245 | 0.10696 | 0.33567 | 0.27333 | 0.16873 | 0 | 0 | 0 | 6.0991e-05
2A | 4000+ | 2000s | 8.0875e-06 | 0.0021595 | 0.024117 | 0.0020053 | 0.0068948 | 0.015413 | 0.026466 | 0.038245 | 0.10696 | 0.33567 | 0.27333 | 0.16873 | 0 | 0 | 0 | 0.00099671
2B | 4000+ | 2000s | 8.0875e-06 | 0.0021595 | 0.024117 | 0.0020053 | 0.0068948 | 0.015413 | 0.026466 | 0.038245 | 0.10696 | 0.33567 | 0.27333 | 0.16873 | 0 | 0 | 0 | 0.00040561
3A | 4000+ | 2000s | 8.0875e-06 | 0.0021595 | 0.024117 | 0.0020053 | 0.0068948 | 0.015413 | 0.026466 | 0.038245 | 0.10696 | 0.33567 | 0.27333 | 0.16873 | 0 | 0 | 0 | 0.0011628
3B | 4000+ | 2000s | 8.0875e-06 | 0.0021595 | 0.024117 | 0.0020053 | 0.0068948 | 0.015413 | 0.026466 | 0.038245 | 0.10696 | 0.33567 | 0.27333 | 0.16873 | 0 | 0 | 0 | 0.00058775
3C | 4000+ | 2000s | 8.0875e-06 | 0.0021595 | 0.024117 | 0.0020053 | 0.0068948 | 0.015413 | 0.026466 | 0.038245 | 0.10696 | 0.33567 | 0.27333 | 0.16873 | 0 | 0 | 0 | 5.6645e-05
4A | 4000+ | 2000s | 8.0875e-06 | 0.0021595 | 0.024117 | 0.0020053 | 0.0068948 | 0.015413 | 0.026466 | 0.038245 | 0.10696 | 0.33567 | 0.27333 | 0.16873 | 0 | 0 | 0 | 0.0017916
4B | 4000+ | 2000s | 8.0875e-06 | 0.0021595 | 0.024117 | 0.0020053 | 0.0068948 | 0.015413 | 0.026466 | 0.038245 | 0.10696 | 0.33567 | 0.27333 | 0.16873 | 0 | 0 | 0 | 7.6851e-05
4C | 4000+ | 2000s | 8.0875e-06 | 0.0021595 | 0.024117 | 0.0020053 | 0.0068948 | 0.015413 | 0.026466 | 0.038245 | 0.10696 | 0.33567 | 0.27333 | 0.16873 | 0 | 0 | 0 | 0.00015124
5A | 4000+ | 2000s | 8.0875e-06 | 0.0021595 | 0.024117 | 0.0020053 | 0.0068948 | 0.015413 | 0.026466 | 0.038245 | 0.10696 | 0.33567 | 0.27333 | 0.16873 | 0 | 0 | 0 | 0.0017492
5B | 4000+ | 2000s | 8.0875e-06 | 0.0021595 | 0.024117 | 0.0020053 | 0.0068948 | 0.015413 | 0.026466 | 0.038245 | 0.10696 | 0.33567 | 0.27333 | 0.16873 | 0 | 0 | 0 | 0.00057275
6A | 4000+ | 2000s | 8.0875e-06 | 0.0021595 | 0.024117 | 0.0020053 | 0.0068948 | 0.015413 | 0.026466 | 0.038245 | 0.10696 | 0.33567 | 0.27333 | 0.16873 | 0 | 0 | 0 | 0.00055336
6B | 4000+ | 2000s | 8.0875e-06 | 0.0021595 | 0.024117 | 0.0020053 | 0.0068948 | 0.015413 | 0.026466 | 0.038245 | 0.10696 | 0.33567 | 0.27333 | 0.16873 | 0 | 0 | 0 | 0.000106
7A | 4000+ | 2000s | 8.0875e-06 | 0.0021595 | 0.024117 | 0.0020053 | 0.0068948 | 0.015413 | 0.026466 | 0.038245 | 0.10696 | 0.33567 | 0.27333 | 0.16873 | 0 | 0 | 0 | 8.1684e-05
7B | 4000+ | 2000s | 8.0875e-06 | 0.0021595 | 0.024117 | 0.0020053 | 0.0068948 | 0.015413 | 0.026466 | 0.038245 | 0.10696 | 0.33567 | 0.27333 | 0.16873 | 0 | 0 | 0 | 1.51e-05
1A | 500-749 | 2000s | 8.0875e-06 | 0.0021595 | 0.024117 | 0.0020053 | 0.0068948 | 0.015413 | 0.026466 | 0.038245 | 0.10696 | 0.33567 | 0.27333 | 0.16873 | 0 | 0 | 0 | 6.3751e-05
2A | 500-749 | 2000s | 8.0875e-06 | 0.0021595 | 0.024117 | 0.0020053 | 0.0068948 | 0.015413 | 0.026466 | 0.038245 | 0.10696 | 0.33567 | 0.27333 | 0.16873 | 0 | 0 | 0 | 0.00088088
2B | 500-749 | 2000s | 8.0875e-06 | 0.0021595 | 0.024117 | 0.0020053 | 0.0068948 | 0.015413 | 0.026466 | 0.038245 | 0.10696 | 0.33567 | 0.27333 | 0.16873 | 0 | 0 | 0 | 0.00010579
3A | 500-749 | 2000s | 8.0875e-06 | 0.0021595 | 0.024117 | 0.0020053 | 0.0068948 | 0.015413 | 0.026466 | 0.038245 | 0.10696 | 0.33567 | 0.27333 | 0.16873 | 0 | 0 | 0 | 0.00083141
3B | 500-749 | 2000s | 8.0875e-06 | 0.0021595 | 0.024117 | 0.0020053 | 0.0068948 | 0.015413 | 0.026466 | 0.038245 | 0.10696 | 0.33567 | 0.27333 | 0.16873 | 0 | 0 | 0 | 0.00072617
3C | 500-749 | 2000s | 8.0875e-06 | 0.0021595 | 0.024117 | 0.0020053 | 0.0068948 | 0.015413 | 0.026466 | 0.038245 | 0.10696 | 0.33567 | 0.27333 | 0.16873 | 0 | 0 | 0 | 0.00019234
4A | 500-749 | 2000s | 8.0875e-06 | 0.0021595 | 0.024117 | 0.0020053 | 0.0068948 | 0.015413 | 0.026466 | 0.038245 | 0.10696 | 0.33567 | 0.27333 | 0.16873 | 0 | 0 | 0 | 0.00099612
4B | 500-749 | 2000s | 8.0875e-06 | 0.0021595 | 0.024117 | 0.0020053 | 0.0068948 | 0.015413 | 0.026466 | 0.038245 | 0.10696 | 0.33567 | 0.27333 | 0.16873 | 0 | 0 | 0 | 3.5382e-05
4C | 500-749 | 2000s | 8.0875e-06 | 0.0021595 | 0.024117 | 0.0020053 | 0.0068948 | 0.015413 | 0.026466 | 0.038245 | 0.10696 | 0.33567 | 0.27333 | 0.16873 | 0 | 0 | 0 | 0.00033839
5A | 500-749 | 2000s | 8.0875e-06 | 0.0021595 | 0.024117 | 0.0020053 | 0.0068948 | 0.015413 | 0.026466 | 0.038245 | 0.10696 | 0.33567 | 0.27333 | 0.16873 | 0 | 0 | 0 | 0.00092223
5B | 500-749 | 2000s | 8.0875e-06 | 0.0021595 | 0.024117 | 0.0020053 | 0.0068948 | 0.015413 | 0.026466 | 0.038245 | 0.10696 | 0.33567 | 0.27333 | 0.16873 | 0 | 0 | 0 | 0.00022955
6A | 500-749 | 2000s | 8.0875e-06 | 0.0021595 | 0.024117 | 0.0020053 | 0.0068948 | 0.015413 | 0.026466 | 0.038245 | 0.10696 | 0.33567 | 0.27333 | 0.16873 | 0 | 0 | 0 | 0.0002964
6B | 500-749 | 2000s | 8.0875e-06 | 0.0021595 | 0.024117 | 0.0020053 | 0.0068948 | 0.015413 | 0.026466 | 0.038245 | 0.10696 | 0.33567 | 0.27333 | 0.16873 | 0 | 0 | 0 | 6.5984e-05
7A | 500-749 | 2000s | 8.0875e-06 | 0.0021595 | 0.024117 | 0.0020053 | 0.0068948 | 0.015413 | 0.026466 | 0.038245 | 0.10696 | 0.33567 | 0.27333 | 0.16873 | 0 | 0 | 0 | 2.9888e-05
7B | 500-749 | 2000s | 8.0875e-06 | 0.0021595 | 0.024117 | 0.0020053 | 0.0068948 | 0.015413 | 0.026466 | 0.038245 | 0.10696 | 0.33567 | 0.27333 | 0.16873 | 0 | 0 | 0 | 9.5263e-06
1A | 750-999 | 2000s | 8.0875e-06 | 0.0021595 | 0.024117 | 0.0020053 | 0.0068948 | 0.015413 | 0.026466 | 0.038245 | 0.10696 | 0.33567 | 0.27333 | 0.16873 | 0 | 0 | 0 | 0.00026309
2A | 750-999 | 2000s | 8.0875e-06 | 0.0021595 | 0.024117 | 0.0020053 | 0.0068948 | 0.015413 | 0.026466 | 0.038245 | 0.10696 | 0.33567 | 0.27333 | 0.16873 | 0 | 0 | 0 | 0.0021876
2B | 750-999 | 2000s | 8.0875e-06 | 0.0021595 | 0.024117 | 0.0020053 | 0.0068948 | 0.015413 | 0.026466 | 0.038245 | 0.10696 | 0.33567 | 0.27333 | 0.16873 | 0 | 0 | 0 | 0.00024059
3A | 750-999 | 2000s | 8.0875e-06 | 0.0021595 | 0.024117 | 0.0020053 | 0.0068948 | 0.015413 | 0.026466 | 0.038245 | 0.10696 | 0.33567 | 0.27333 | 0.16873 | 0 | 0 | 0 | 0.0021511
3B | 750-999 | 2000s | 8.0875e-06 | 0.0021595 | 0.024117 | 0.0020053 | 0.0068948 | 0.015413 | 0.026466 | 0.038245 | 0.10696 | 0.33567 | 0.27333 | 0.16873 | 0 | 0 | 0 | 0.0010381
3C | 750-999 | 2000s | 8.0875e-06 | 0.0021595 | 0.024117 | 0.0020053 | 0.0068948 | 0.015413 | 0.026466 | 0.038245 | 0.10696 | 0.33567 | 0.27333 | 0.16873 | 0 | 0 | 0 | 0.00026106
4A | 750-999 | 2000s | 8.0875e-06 | 0.0021595 | 0.024117 | 0.0020053 | 0.0068948 | 0.015413 | 0.026466 | 0.038245 | 0.10696 | 0.33567 | 0.27333 | 0.16873 | 0 | 0 | 0 | 0.0029041
4B | 750-999 | 2000s | 8.0875e-06 | 0.0021595 | 0.024117 | 0.0020053 | 0.0068948 | 0.015413 | 0.026466 | 0.038245 | 0.10696 | 0.33567 | 0.27333 | 0.16873 | 0 | 0 | 0 | 6.3043e-05
4C | 750-999 | 2000s | 8.0875e-06 | 0.0021595 | 0.024117 | 0.0020053 | 0.0068948 | 0.015413 | 0.026466 | 0.038245 | 0.10696 | 0.33567 | 0.27333 | 0.16873 | 0 | 0 | 0 | 0.00045155
5A | 750-999 | 2000s | 8.0875e-06 | 0.0021595 | 0.024117 | 0.0020053 | 0.0068948 | 0.015413 | 0.026466 | 0.038245 | 0.10696 | 0.33567 | 0.27333 | 0.16873 | 0 | 0 | 0 | 0.001873
5B | 750-999 | 2000s | 8.0875e-06 | 0.0021595 | 0.024117 | 0.0020053 | 0.0068948 | 0.015413 | 0.026466 | 0.038245 | 0.10696 | 0.33567 | 0.27333 | 0.16873 | 0 | 0 | 0 | 0.0004214
6A | 750-999 | 2000s | 8.0875e-06 | 0.0021595 | 0.024117 | 0.0020053 | 0.0068948 | 0.015413 | 0.026466 | 0.038245 | 0.10696 | 0.33567 | 0.27333 | 0.16873 | 0 | 0 | 0 | 0.00058922
6B | 750-999 | 2000s | 8.0875e-06 | 0.0021595 | 0.024117 | 0.0020053 | 0.0068948 | 0.015413 | 0.026466 | 0.038245 | 0.10696 | 0.33567 | 0.27333 | 0.16873 | 0 | 0 | 0 | 0.00015103
7A | 750-999 | 2000s | 8.0875e-06 | 0.0021595 | 0.024117 | 0.0020053 | 0.0068948 | 0.015413 | 0.026466 | 0.038245 | 0.10696 | 0.33567 | 0.27333 | 0.16873 | 0 | 0 | 0 | 9.2779e-05
7B | 750-999 | 2000s | 8.0875e-06 | 0.0021595 | 0.024117 | 0.0020053 | 0.0068948 | 0.015413 | 0.026466 | 0.038245 | 0.10696 | 0.33567 | 0.27333 | 0.16873 | 0 | 0 | 0 | 3.0955e-05
1A | 0-499 | 2010s | 9.1257e-06 | 0.0024367 | 0.00015099 | 0.0012373 | 0.0046325 | 0.011126 | 0.020313 | 0.030954 | 0.092796 | 0.32856 | 0.30254 | 0.20524 | 0 | 0 | 0 | 7.4256e-06
2A | 0-499 | 2010s | 9.1257e-06 | 0.0024367 | 0.00015099 | 0.0012373 | 0.0046325 | 0.011126 | 0.020313 | 0.030954 | 0.092796 | 0.32856 | 0.30254 | 0.20524 | 0 | 0 | 0 | 0.00010089
2B | 0-499 | 2010s | 9.1257e-06 | 0.0024367 | 0.00015099 | 0.0012373 | 0.0046325 | 0.011126 | 0.020313 | 0.030954 | 0.092796 | 0.32856 | 0.30254 | 0.20524 | 0 | 0 | 0 | 1.9416e-05
3A | 0-499 | 2010s | 9.1257e-06 | 0.0024367 | 0.00015099 | 0.0012373 | 0.0046325 | 0.011126 | 0.020313 | 0.030954 | 0.092796 | 0.32856 | 0.30254 | 0.20524 | 0 | 0 | 0 | 0.00010306
3B | 0-499 | 2010s | 9.1257e-06 | 0.0024367 | 0.00015099 | 0.0012373 | 0.0046325 | 0.011126 | 0.020313 | 0.030954 | 0.092796 | 0.32856 | 0.30254 | 0.20524 | 0 | 0 | 0 | 8.9537e-05
3C | 0-499 | 2010s | 9.1257e-06 | 0.0024367 | 0.00015099 | 0.0012373 | 0.0046325 | 0.011126 | 0.020313 | 0.030954 | 0.092796 | 0.32856 | 0.30254 | 0.20524 | 0 | 0 | 0 | 2.6973e-05
4A | 0-499 | 2010s | 9.1257e-06 | 0.0024367 | 0.00015099 | 0.0012373 | 0.0046325 | 0.011126 | 0.020313 | 0.030954 | 0.092796 | 0.32856 | 0.30254 | 0.20524 | 0 | 0 | 0 | 0.00018591
4B | 0-499 | 2010s | 9.1257e-06 | 0.0024367 | 0.00015099 | 0.0012373 | 0.0046325 | 0.011126 | 0.020313 | 0.030954 | 0.092796 | 0.32856 | 0.30254 | 0.20524 | 0 | 0 | 0 | 3.9263e-06
4C | 0-499 | 2010s | 9.1257e-06 | 0.0024367 | 0.00015099 | 0.0012373 | 0.0046325 | 0.011126 | 0.020313 | 0.030954 | 0.092796 | 0.32856 | 0.30254 | 0.20524 | 0 | 0 | 0 | 4.4477e-05
5A | 0-499 | 2010s | 9.1257e-06 | 0.0024367 | 0.00015099 | 0.0012373 | 0.0046325 | 0.011126 | 0.020313 | 0.030954 | 0.092796 | 0.32856 | 0.30254 | 0.20524 | 0 | 0 | 0 | 0.00014298
5B | 0-499 | 2010s | 9.1257e-06 | 0.0024367 | 0.00015099 | 0.0012373 | 0.0046325 | 0.011126 | 0.020313 | 0.030954 | 0.092796 | 0.32856 | 0.30254 | 0.20524 | 0 | 0 | 0 | 3.2652e-05
6A | 0-499 | 2010s | 9.1257e-06 | 0.0024367 | 0.00015099 | 0.0012373 | 0.0046325 | 0.011126 | 0.020313 | 0.030954 | 0.092796 | 0.32856 | 0.30254 | 0.20524 | 0 | 0 | 0 | 5.0155e-05
6B | 0-499 | 2010s | 9.1257e-06 | 0.0024367 | 0.00015099 | 0.0012373 | 0.0046325 | 0.011126 | 0.020313 | 0.030954 | 0.092796 | 0.32856 | 0.30254 | 0.20524 | 0 | 0 | 0 | 1.0269e-05
7A | 0-499 | 2010s | 9.1257e-06 | 0.0024367 | 0.00015099 | 0.0012373 | 0.0046325 | 0.011126 | 0.020313 | 0.030954 | 0.092796 | 0.32856 | 0.30254 | 0.20524 | 0 | 0 | 0 | 1.0421e-05
7B | 0-499 | 2010s | 9.1257e-06 | 0.0024367 | 0.00015099 | 0.0012373 | 0.0046325 | 0.011126 | 0.020313 | 0.030954 | 0.092796 | 0.32856 | 0.30254 | 0.20524 | 0 | 0 | 0 | 5.5843e-07
1A | 1000-1499 | 2010s | 9.1257e-06 | 0.0024367 | 0.00015099 | 0.0012373 | 0.0046325 | 0.011126 | 0.020313 | 0.030954 | 0.092796 | 0.32856 | 0.30254 | 0.20524 | 0 | 0 | 0 | 0.00018127
2A | 1000-1499 | 2010s | 9.1257e-06 | 0.0024367 | 0.00015099 | 0.0012373 | 0.0046325 | 0.011126 | 0.020313 | 0.030954 | 0.092796 | 0.32856 | 0.30254 | 0.20524 | 0 | 0 | 0 | 0.0019333
2B | 1000-1499 | 2010s | 9.1257e-06 | 0.0024367 | 0.00015099 | 0.0012373 | 0.0046325 | 0.011126 | 0.020313 | 0.030954 | 0.092796 | 0.32856 | 0.30254 | 0.20524 | 0 | 0 | 0 | 0.00027136
3A | 1000-1499 | 2010s | 9.1257e-06 | 0.0024367 | 0.00015099 | 0.0012373 | 0.0046325 | 0.011126 | 0.020313 | 0.030954 | 0.092796 | 0.32856 | 0.30254 | 0.20524 | 0 | 0 | 0 | 0.0019058
3B | 1000-1499 | 2010s | 9.1257e-06 | 0.0024367 | 0.00015099 | 0.0012373 | 0.0046325 | 0.011126 | 0.020313 | 0.030954 | 0.092796 | 0.32856 | 0.30254 | 0.20524 | 0 | 0 | 0 | 0.00066498
3C | 1000-1499 | 2010s | 9.1257e-06 | 0.0024367 | 0.00015099 | 0.0012373 | 0.0046325 | 0.011126 | 0.020313 | 0.030954 | 0.092796 | 0.32856 | 0.30254 | 0.20524 | 0 | 0 | 0 | 0.00018639
4A | 1000-1499 | 2010s | 9.1257e-06 | 0.0024367 | 0.00015099 | 0.0012373 | 0.0046325 | 0.011126 | 0.020313 | 0.030954 | 0.092796 | 0.32856 | 0.30254 | 0.20524 | 0 | 0 | 0 | 0.0022213
4B | 1000-1499 | 2010s | 9.1257e-06 | 0.0024367 | 0.00015099 | 0.0012373 | 0.0046325 | 0.011126 | 0.020313 | 0.030954 | 0.092796 | 0.32856 | 0.30254 | 0.20524 | 0 | 0 | 0 | 6.8866e-05
4C | 1000-1499 | 2010s | 9.1257e-06 | 0.0024367 | 0.00015099 | 0.0012373 | 0.0046325 | 0.011126 | 0.020313 | 0.030954 | 0.092796 | 0.32856 | 0.30254 | 0.20524 | 0 | 0 | 0 | 0.00030627
5A | 1000-1499 | 2010s | 9.1257e-06 | 0.0024367 | 0.00015099 | 0.0012373 | 0.0046325 | 0.011126 | 0.020313 | 0.030954 | 0.092796 | 0.32856 | 0.30254 | 0.20524 | 0 | 0 | 0 | 0.0015039
5B | 1000-1499 | 2010s | 9.1257e-06 | 0.0024367 | 0.00015099 | 0.0012373 | 0.0046325 | 0.011126 | 0.020313 | 0.030954 | 0.092796 | 0.32856 | 0.30254 | 0.20524 | 0 | 0 | 0 | 0.00061278
6A | 1000-1499 | 2010s | 9.1257e-06 | 0.0024367 | 0.00015099 | 0.0012373 | 0.0046325 | 0.011126 | 0.020313 | 0.030954 | 0.092796 | 0.32856 | 0.30254 | 0.20524 | 0 | 0 | 0 | 0.00053503
6B | 1000-1499 | 2010s | 9.1257e-06 | 0.0024367 | 0.00015099 | 0.0012373 | 0.0046325 | 0.011126 | 0.020313 | 0.030954 | 0.092796 | 0.32856 | 0.30254 | 0.20524 | 0 | 0 | 0 | 0.00016068
7A | 1000-1499 | 2010s | 9.1257e-06 | 0.0024367 | 0.00015099 | 0.0012373 | 0.0046325 | 0.011126 | 0.020313 | 0.030954 | 0.092796 | 0.32856 | 0.30254 | 0.20524 | 0 | 0 | 0 | 0.00013336
7B | 1000-1499 | 2010s | 9.1257e-06 | 0.0024367 | 0.00015099 | 0.0012373 | 0.0046325 | 0.011126 | 0.020313 | 0.030954 | 0.092796 | 0.32856 | 0.30254 | 0.20524 | 0 | 0 | 0 | 1.2085e-05
1A | 1500-1999 | 2010s | 9.1257e-06 | 0.0024367 | 0.00015099 | 0.0012373 | 0.0046325 | 0.011126 | 0.020313 | 0.030954 | 0.092796 | 0.32856 | 0.30254 | 0.20524 | 0 | 0 | 0 | 7.6814e-05
2A | 1500-1999 | 2010s | 9.1257e-06 | 0.0024367 | 0.00015099 | 0.0012373 | 0.0046325 | 0.011126 | 0.020313 | 0.030954 | 0.092796 | 0.32856 | 0.30254 | 0.20524 | 0 | 0 | 0 | 0.001734
2B | 1500-1999 | 2010s | 9.1257e-06 | 0.0024367 | 0.00015099 | 0.0012373 | 0.0046325 | 0.011126 | 0.020313 | 0.030954 | 0.092796 | 0.32856 | 0.30254 | 0.20524 | 0 | 0 | 0 | 0.00023559
3A | 1500-1999 | 2010s | 9.1257e-06 | 0.0024367 | 0.00015099 | 0.0012373 | 0.0046325 | 0.011126 | 0.020313 | 0.030954 | 0.092796 | 0.32856 | 0.30254 | 0.20524 | 0 | 0 | 0 | 0.0016619
3B | 1500-1999 | 2010s | 9.1257e-06 | 0.0024367 | 0.00015099 | 0.0012373 | 0.0046325 | 0.011126 | 0.020313 | 0.030954 | 0.092796 | 0.32856 | 0.30254 | 0.20524 | 0 | 0 | 0 | 0.00068203
3C | 1500-1999 | 2010s | 9.1257e-06 | 0.0024367 | 0.00015099 | 0.0012373 | 0.0046325 | 0.011126 | 0.020313 | 0.030954 | 0.092796 | 0.32856 | 0.30254 | 0.20524 | 0 | 0 | 0 | 0.0001102
4A | 1500-1999 | 2010s | 9.1257e-06 | 0.0024367 | 0.00015099 | 0.0012373 | 0.0046325 | 0.011126 | 0.020313 | 0.030954 | 0.092796 | 0.32856 | 0.30254 | 0.20524 | 0 | 0 | 0 | 0.0015409
4B | 1500-1999 | 2010s | 9.1257e-06 | 0.0024367 | 0.00015099 | 0.0012373 | 0.0046325 | 0.011126 | 0.020313 | 0.030954 | 0.092796 | 0.32856 | 0.30254 | 0.20524 | 0 | 0 | 0 | 5.7588e-05
4C | 1500-1999 | 2010s | 9.1257e-06 | 0.0024367 | 0.00015099 | 0.0012373 | 0.0046325 | 0.011126 | 0.020313 | 0.030954 | 0.092796 | 0.32856 | 0.30254 | 0.20524 | 0 | 0 | 0 | 0.00028594
5A | 1500-1999 | 2010s | 9.1257e-06 | 0.0024367 | 0.00015099 | 0.0012373 | 0.0046325 | 0.011126 | 0.020313 | 0.030954 | 0.092796 | 0.32856 | 0.30254 | 0.20524 | 0 | 0 | 0 | 0.0012076
5B | 1500-1999 | 2010s | 9.1257e-06 | 0.0024367 | 0.00015099 | 0.0012373 | 0.0046325 | 0.011126 | 0.020313 | 0.030954 | 0.092796 | 0.32856 | 0.30254 | 0.20524 | 0 | 0 | 0 | 0.0004528
6A | 1500-1999 | 2010s | 9.1257e-06 | 0.0024367 | 0.00015099 | 0.0012373 | 0.0046325 | 0.011126 | 0.020313 | 0.030954 | 0.092796 | 0.32856 | 0.30254 | 0.20524 | 0 | 0 | 0 | 0.00036272
6B | 1500-1999 | 2010s | 9.1257e-06 | 0.0024367 | 0.00015099 | 0.0012373 | 0.0046325 | 0.011126 | 0.020313 | 0.030954 | 0.092796 | 0.32856 | 0.30254 | 0.20524 | 0 | 0 | 0 | 0.00011257
7A | 1500-1999 | 2010s | 9.1257e-06 | 0.0024367 | 0.00015099 | 0.0012373 | 0.0046325 | 0.011126 | 0.020313 | 0.030954 | 0.092796 | 0.32856 | 0.30254 | 0.20524 | 0 | 0 | 0 | 5.3374e-05
7B | 1500-1999 | 2010s | 9.1257e-06 | 0.0024367 | 0.00015099 | 0.0012373 | 0.0046325 | 0.011126 | 0.020313 | 0.030954 | 0.092796 | 0.32856 | 0.30254 | 0.20524 | 0 | 0 | 0 | 8.1996e-06
1A | 2000-2499 | 2010s | 9.1257e-06 | 0.0024367 | 0.00015099 | 0.0012373 | 0.0046325 | 0.011126 | 0.020313 | 0.030954 | 0.092796 | 0.32856 | 0.30254 | 0.20524 | 0 | 0 | 0 | 4.7375e-05
2A | 2000-2499 | 2010s | 9.1257e-06 | 0.0024367 | 0.00015099 | 0.0012373 | 0.0046325 | 0.011126 | 0.020313 | 0.030954 | 0.092796 | 0.32856 | 0.30254 | 0.20524 | 0 | 0 | 0 | 0.0012041
2B | 2000-2499 | 2010s | 9.1257e-06 | 0.0024367 | 0.00015099 | 0.0012373 | 0.0046325 | 0.011126 | 0.020313 | 0.030954 | 0.092796 | 0.32856 | 0.30254 | 0.20524 | 0 | 0 | 0 | 0.00018065
3A | 2000-2499 | 2010s | 9.1257e-06 | 0.0024367 | 0.00015099 | 0.0012373 | 0.0046325 | 0.011126 | 0.020313 | 0.030954 | 0.092796 | 0.32856 | 0.30254 | 0.20524 | 0 | 0 | 0 | 0.0011567
3B | 2000-2499 | 2010s | 9.1257e-06 | 0.0024367 | 0.00015099 | 0.0012373 | 0.0046325 | 0.011126 | 0.020313 | 0.030954 | 0.092796 | 0.32856 | 0.30254 | 0.20524 | 0 | 0 | 0 | 0.00058673
3C | 2000-2499 | 2010s | 9.1257e-06 | 0.0024367 | 0.00015099 | 0.0012373 | 0.0046325 | 0.011126 | 0.020313 | 0.030954 | 0.092796 | 0.32856 | 0.30254 | 0.20524 | 0 | 0 | 0 | 8.7837e-05
4A | 2000-2499 | 2010s | 9.1257e-06 | 0.0024367 | 0.00015099 | 0.0012373 | 0.0046325 | 0.011126 | 0.020313 | 0.030954 | 0.092796 | 0.32856 | 0.30254 | 0.20524 | 0 | 0 | 0 | 0.0012516
4B | 2000-2499 | 2010s | 9.1257e-06 | 0.0024367 | 0.00015099 | 0.0012373 | 0.0046325 | 0.011126 | 0.020313 | 0.030954 | 0.092796 | 0.32856 | 0.30254 | 0.20524 | 0 | 0 | 0 | 3.5175e-05
4C | 2000-2499 | 2010s | 9.1257e-06 | 0.0024367 | 0.00015099 | 0.0012373 | 0.0046325 | 0.011126 | 0.020313 | 0.030954 | 0.092796 | 0.32856 | 0.30254 | 0.20524 | 0 | 0 | 0 | 0.00026939
5A | 2000-2499 | 2010s | 9.1257e-06 | 0.0024367 | 0.00015099 | 0.0012373 | 0.0046325 | 0.011126 | 0.020313 | 0.030954 | 0.092796 | 0.32856 | 0.30254 | 0.20524 | 0 | 0 | 0 | 0.00098624
5B | 2000-2499 | 2010s | 9.1257e-06 | 0.0024367 | 0.00015099 | 0.0012373 | 0.0046325 | 0.011126 | 0.020313 | 0.030954 | 0.092796 | 0.32856 | 0.30254 | 0.20524 | 0 | 0 | 0 | 0.00032169
6A | 2000-2499 | 2010s | 9.1257e-06 | 0.0024367 | 0.00015099 | 0.0012373 | 0.0046325 | 0.011126 | 0.020313 | 0.030954 | 0.092796 | 0.32856 | 0.30254 | 0.20524 | 0 | 0 | 0 | 0.00032375
6B | 2000-2499 | 2010s | 9.1257e-06 | 0.0024367 | 0.00015099 | 0.0012373 | 0.0046325 | 0.011126 | 0.020313 | 0.030954 | 0.092796 | 0.32856 | 0.30254 | 0.20524 | 0 | 0 | 0 | 1.8768e-05
7A | 2000-2499 | 2010s | 9.1257e-06 | 0.0024367 | 0.00015099 | 0.0012373 | 0.0046325 | 0.011126 | 0.020313 | 0.030954 | 0.092796 | 0.32856 | 0.30254 | 0.20524 | 0 | 0 | 0 | 6.0451e-05
7B | 2000-2499 | 2010s | 9.1257e-06 | 0.0024367 | 0.00015099 | 0.0012373 | 0.0046325 | 0.011126 | 0.020313 | 0.030954 | 0.092796 | 0.32856 | 0.30254 | 0.20524 | 0 | 0 | 0 | 9.943e-07
1A | 2500-2999 | 2010s | 9.1257e-06 | 0.0024367 | 0.00015099 | 0.0012373 | 0.0046325 | 0.011126 | 0.020313 | 0.030954 | 0.092796 | 0.32856 | 0.30254 | 0.20524 | 0 | 0 | 0 | 4.5891e-05
2A | 2500-2999 | 2010s | 9.1257e-06 | 0.0024367 | 0.00015099 | 0.0012373 | 0.0046325 | 0.011126 | 0.020313 | 0.030954 | 0.092796 | 0.32856 | 0.30254 | 0.20524 | 0 | 0 | 0 | 0.00089249
2B | 2500-2999 | 2010s | 9.1257e-06 | 0.0024367 | 0.00015099 | 0.0012373 | 0.0046325 | 0.011126 | 0.020313 | 0.030954 | 0.092796 | 0.32856 | 0.30254 | 0.20524 | 0 | 0 | 0 | 9.3766e-05
3A | 2500-2999 | 2010s | 9.1257e-06 | 0.0024367 | 0.00015099 | 0.0012373 | 0.0046325 | 0.011126 | 0.020313 | 0.030954 | 0.092796 | 0.32856 | 0.30254 | 0.20524 | 0 | 0 | 0 | 0.00095662
3B | 2500-2999 | 2010s | 9.1257e-06 | 0.0024367 | 0.00015099 | 0.0012373 | 0.0046325 | 0.011126 | 0.020313 | 0.030954 | 0.092796 | 0.32856 | 0.30254 | 0.20524 | 0 | 0 | 0 | 0.00037695
3C | 2500-2999 | 2010s | 9.1257e-06 | 0.0024367 | 0.00015099 | 0.0012373 | 0.0046325 | 0.011126 | 0.020313 | 0.030954 | 0.092796 | 0.32856 | 0.30254 | 0.20524 | 0 | 0 | 0 | 5.8883e-05
4A | 2500-2999 | 2010s | 9.1257e-06 | 0.0024367 | 0.00015099 | 0.0012373 | 0.0046325 | 0.011126 | 0.020313 | 0.030954 | 0.092796 | 0.32856 | 0.30254 | 0.20524 | 0 | 0 | 0 | 0.0010537
4B | 2500-2999 | 2010s | 9.1257e-06 | 0.0024367 | 0.00015099 | 0.0012373 | 0.0046325 | 0.011126 | 0.020313 | 0.030954 | 0.092796 | 0.32856 | 0.30254 | 0.20524 | 0 | 0 | 0 | 2.0165e-05
4C | 2500-2999 | 2010s | 9.1257e-06 | 0.0024367 | 0.00015099 | 0.0012373 | 0.0046325 | 0.011126 | 0.020313 | 0.030954 | 0.092796 | 0.32856 | 0.30254 | 0.20524 | 0 | 0 | 0 | 0.00019173
5A | 2500-2999 | 2010s | 9.1257e-06 | 0.0024367 | 0.00015099 | 0.0012373 | 0.0046325 | 0.011126 | 0.020313 | 0.030954 | 0.092796 | 0.32856 | 0.30254 | 0.20524 | 0 | 0 | 0 | 0.00081324
5B | 2500-2999 | 2010s | 9.1257e-06 | 0.0024367 | 0.00015099 | 0.0012373 | 0.0046325 | 0.011126 | 0.020313 | 0.030954 | 0.092796 | 0.32856 | 0.30254 | 0.20524 | 0 | 0 | 0 | 0.0001844
6A | 2500-2999 | 2010s | 9.1257e-06 | 0.0024367 | 0.00015099 | 0.0012373 | 0.0046325 | 0.011126 | 0.020313 | 0.030954 | 0.092796 | 0.32856 | 0.30254 | 0.20524 | 0 | 0 | 0 | 0.000358
6B | 2500-2999 | 2010s | 9.1257e-06 | 0.0024367 | 0.00015099 | 0.0012373 | 0.0046325 | 0.011126 | 0.020313 | 0.030954 | 0.092796 | 0.32856 | 0.30254 | 0.20524 | 0 | 0 | 0 | 3.0274e-05
7A | 2500-2999 | 2010s | 9.1257e-06 | 0.0024367 | 0.00015099 | 0.0012373 | 0.0046325 | 0.011126 | 0.020313 | 0.030954 | 0.092796 | 0.32856 | 0.30254 | 0.20524 | 0 | 0 | 0 | 5.1938e-05
7B | 2500-2999 | 2010s | 9.1257e-06 | 0.0024367 | 0.00015099 | 0.0012373 | 0.0046325 | 0.011126 | 0.020313 | 0.030954 | 0.092796 | 0.32856 | 0.30254 | 0.20524 | 0 | 0 | 0 | 2.2151e-06
1A | 3000-3999 | 2010s | 9.1257e-06 | 0.0024367 | 0.00015099 | 0.0012373 | 0.0046325 | 0.011126 | 0.020313 | 0.030954 | 0.092796 | 0.32856 | 0.30254 | 0.20524 | 0 | 0 | 0 | 3.0887e-05
2A | 3000-3999 | 2010s | 9.1257e-06 | 0.0024367 | 0.00015099 | 0.0012373 | 0.0046325 | 0.011126 | 0.020313 | 0.030954 | 0.092796 | 0.32856 | 0.30254 | 0.20524 | 0 | 0 | 0 | 0.0013092
2B | 3000-3999 | 2010s | 9.1257e-06 | 0.0024367 | 0.00015099 | 0.0012373 | 0.0046325 | 0.011126 | 0.020313 | 0.030954 | 0.092796 | 0.32856 | 0.30254 | 0.20524 | 0 | 0 | 0 | 0.00020281
3A | 3000-3999 | 2010s | 9.1257e-06 | 0.0024367 | 0.00015099 | 0.0012373 | 0.0046325 | 0.011126 | 0.020313 | 0.030954 | 0.092796 | 0.32856 | 0.30254 | 0.20524 | 0 | 0 | 0 | 0.0012729
3B | 3000-3999 | 2010s | 9.1257e-06 | 0.0024367 | 0.00015099 | 0.0012373 | 0.0046325 | 0.011126 | 0.020313 | 0.030954 | 0.092796 | 0.32856 | 0.30254 | 0.20524 | 0 | 0 | 0 | 0.00044868
3C | 3000-3999 | 2010s | 9.1257e-06 | 0.0024367 | 0.00015099 | 0.0012373 | 0.0046325 | 0.011126 | 0.020313 | 0.030954 | 0.092796 | 0.32856 | 0.30254 | 0.20524 | 0 | 0 | 0 | 6.432e-05
4A | 3000-3999 | 2010s | 9.1257e-06 | 0.0024367 | 0.00015099 | 0.0012373 | 0.0046325 | 0.011126 | 0.020313 | 0.030954 | 0.092796 | 0.32856 | 0.30254 | 0.20524 | 0 | 0 | 0 | 0.0011565
4B | 3000-3999 | 2010s | 9.1257e-06 | 0.0024367 | 0.00015099 | 0.0012373 | 0.0046325 | 0.011126 | 0.020313 | 0.030954 | 0.092796 | 0.32856 | 0.30254 | 0.20524 | 0 | 0 | 0 | 4.0427e-05
4C | 3000-3999 | 2010s | 9.1257e-06 | 0.0024367 | 0.00015099 | 0.0012373 | 0.0046325 | 0.011126 | 0.020313 | 0.030954 | 0.092796 | 0.32856 | 0.30254 | 0.20524 | 0 | 0 | 0 | 0.00018789
5A | 3000-3999 | 2010s | 9.1257e-06 | 0.0024367 | 0.00015099 | 0.0012373 | 0.0046325 | 0.011126 | 0.020313 | 0.030954 | 0.092796 | 0.32856 | 0.30254 | 0.20524 | 0 | 0 | 0 | 0.00074486
5B | 3000-3999 | 2010s | 9.1257e-06 | 0.0024367 | 0.00015099 | 0.0012373 | 0.0046325 | 0.011126 | 0.020313 | 0.030954 | 0.092796 | 0.32856 | 0.30254 | 0.20524 | 0 | 0 | 0 | 0.0004095
6A | 3000-3999 | 2010s | 9.1257e-06 | 0.0024367 | 0.00015099 | 0.0012373 | 0.0046325 | 0.011126 | 0.020313 | 0.030954 | 0.092796 | 0.32856 | 0.30254 | 0.20524 | 0 | 0 | 0 | 0.00025663
6B | 3000-3999 | 2010s | 9.1257e-06 | 0.0024367 | 0.00015099 | 0.0012373 | 0.0046325 | 0.011126 | 0.020313 | 0.030954 | 0.092796 | 0.32856 | 0.30254 | 0.20524 | 0 | 0 | 0 | 8.663e-05
7A | 3000-3999 | 2010s | 9.1257e-06 | 0.0024367 | 0.00015099 | 0.0012373 | 0.0046325 | 0.011126 | 0.020313 | 0.030954 | 0.092796 | 0.32856 | 0.30254 | 0.20524 | 0 | 0 | 0 | 4.7416e-05
7B | 3000-3999 | 2010s | 9.1257e-06 | 0.0024367 | 0.00015099 | 0.0012373 | 0.0046325 | 0.011126 | 0.020313 | 0.030954 | 0.092796 | 0.32856 | 0.30254 | 0.20524 | 0 | 0 | 0 | 6.4733e-06
1A | 4000+ | 2010s | 9.1257e-06 | 0.0024367 | 0.00015099 | 0.0012373 | 0.0046325 | 0.011126 | 0.020313 | 0.030954 | 0.092796 | 0.32856 | 0.30254 | 0.20524 | 0 | 0 | 0 | 1.8381e-05
2A | 4000+ | 2010s | 9.1257e-06 | 0.0024367 | 0.00015099 | 0.0012373 | 0.0046325 | 0.011126 | 0.020313 | 0.030954 | 0.092796 | 0.32856 | 0.30254 | 0.20524 | 0 | 0 | 0 | 0.00065984
2B | 4000+ | 2010s | 9.1257e-06 | 0.0024367 | 0.00015099 | 0.0012373 | 0.0046325 | 0.011126 | 0.020313 | 0.030954 | 0.092796 | 0.32856 | 0.30254 | 0.20524 | 0 | 0 | 0 | 8.5244e-05
3A | 4000+ | 2010s | 9.1257e-06 | 0.0024367 | 0.00015099 | 0.0012373 | 0.0046325 | 0.011126 | 0.020313 | 0.030954 | 0.092796 | 0.32856 | 0.30254 | 0.20524 | 0 | 0 | 0 | 0.00062763
3B | 4000+ | 2010s | 9.1257e-06 | 0.0024367 | 0.00015099 | 0.0012373 | 0.0046325 | 0.011126 | 0.020313 | 0.030954 | 0.092796 | 0.32856 | 0.30254 | 0.20524 | 0 | 0 | 0 | 8.8818e-05
3C | 4000+ | 2010s | 9.1257e-06 | 0.0024367 | 0.00015099 | 0.0012373 | 0.0046325 | 0.011126 | 0.020313 | 0.030954 | 0.092796 | 0.32856 | 0.30254 | 0.20524 | 0 | 0 | 0 | 3.6328e-06
4A | 4000+ | 2010s | 9.1257e-06 | 0.0024367 | 0.00015099 | 0.0012373 | 0.0046325 | 0.011126 | 0.020313 | 0.030954 | 0.092796 | 0.32856 | 0.30254 | 0.20524 | 0 | 0 | 0 | 0.00055102
4B | 4000+ | 2010s | 9.1257e-06 | 0.0024367 | 0.00015099 | 0.0012373 | 0.0046325 | 0.011126 | 0.020313 | 0.030954 | 0.092796 | 0.32856 | 0.30254 | 0.20524 | 0 | 0 | 0 | 1.3292e-05
4C | 4000+ | 2010s | 9.1257e-06 | 0.0024367 | 0.00015099 | 0.0012373 | 0.0046325 | 0.011126 | 0.020313 | 0.030954 | 0.092796 | 0.32856 | 0.30254 | 0.20524 | 0 | 0 | 0 | 1.1933e-05
5A | 4000+ | 2010s | 9.1257e-06 | 0.0024367 | 0.00015099 | 0.0012373 | 0.0046325 | 0.011126 | 0.020313 | 0.030954 | 0.092796 | 0.32856 | 0.30254 | 0.20524 | 0 | 0 | 0 | 0.00044448
5B | 4000+ | 2010s | 9.1257e-06 | 0.0024367 | 0.00015099 | 0.0012373 | 0.0046325 | 0.011126 | 0.020313 | 0.030954 | 0.092796 | 0.32856 | 0.30254 | 0.20524 | 0 | 0 | 0 | 0.0001276
6A | 4000+ | 2010s | 9.1257e-06 | 0.0024367 | 0.00015099 | 0.0012373 | 0.0046325 | 0.011126 | 0.020313 | 0.030954 | 0.092796 | 0.32856 | 0.30254 | 0.20524 | 0 | 0 | 0 | 0.00014734
6B | 4000+ | 2010s | 9.1257e-06 | 0.0024367 | 0.00015099 | 0.0012373 | 0.0046325 | 0.011126 | 0.020313 | 0.030954 | 0.092796 | 0.32856 | 0.30254 | 0.20524 | 0 | 0 | 0 | 3.6775e-06
7A | 4000+ | 2010s | 9.1257e-06 | 0.0024367 | 0.00015099 | 0.0012373 | 0.0046325 | 0.011126 | 0.020313 | 0.030954 | 0.092796 | 0.32856 | 0.30254 | 0.20524 | 0 | 0 | 0 | 2.808e-05
7B | 4000+ | 2010s | 9.1257e-06 | 0.0024367 | 0.00015099 | 0.0012373 | 0.0046325 | 0.011126 | 0.020313 | 0.030954 | 0.092796 | 0.32856 | 0.30254 | 0.20524 | 0 | 0 | 0 | 1.7001e-07
1A | 500-749 | 2010s | 9.1257e-06 | 0.0024367 | 0.00015099 | 0.0012373 | 0.0046325 | 0.011126 | 0.020313 | 0.030954 | 0.092796 | 0.32856 | 0.30254 | 0.20524 | 0 | 0 | 0 | 4.8446e-05
2A | 500-749 | 2010s | 9.1257e-06 | 0.0024367 | 0.00015099 | 0.0012373 | 0.0046325 | 0.011126 | 0.020313 | 0.030954 | 0.092796 | 0.32856 | 0.30254 | 0.20524 | 0 | 0 | 0 | 0.00056496
2B | 500-749 | 2010s | 9.1257e-06 | 0.0024367 | 0.00015099 | 0.0012373 | 0.0046325 | 0.011126 | 0.020313 | 0.030954 | 0.092796 | 0.32856 | 0.30254 | 0.20524 | 0 | 0 | 0 | 5.4642e-05
3A | 500-749 | 2010s | 9.1257e-06 | 0.0024367 | 0.00015099 | 0.0012373 | 0.0046325 | 0.011126 | 0.020313 | 0.030954 | 0.092796 | 0.32856 | 0.30254 | 0.20524 | 0 | 0 | 0 | 0.00055924
3B | 500-749 | 2010s | 9.1257e-06 | 0.0024367 | 0.00015099 | 0.0012373 | 0.0046325 | 0.011126 | 0.020313 | 0.030954 | 0.092796 | 0.32856 | 0.30254 | 0.20524 | 0 | 0 | 0 | 0.00043281
3C | 500-749 | 2010s | 9.1257e-06 | 0.0024367 | 0.00015099 | 0.0012373 | 0.0046325 | 0.011126 | 0.020313 | 0.030954 | 0.092796 | 0.32856 | 0.30254 | 0.20524 | 0 | 0 | 0 | 0.00014547
4A | 500-749 | 2010s | 9.1257e-06 | 0.0024367 | 0.00015099 | 0.0012373 | 0.0046325 | 0.011126 | 0.020313 | 0.030954 | 0.092796 | 0.32856 | 0.30254 | 0.20524 | 0 | 0 | 0 | 0.0006413
4B | 500-749 | 2010s | 9.1257e-06 | 0.0024367 | 0.00015099 | 0.0012373 | 0.0046325 | 0.011126 | 0.020313 | 0.030954 | 0.092796 | 0.32856 | 0.30254 | 0.20524 | 0 | 0 | 0 | 1.7929e-05
4C | 500-749 | 2010s | 9.1257e-06 | 0.0024367 | 0.00015099 | 0.0012373 | 0.0046325 | 0.011126 | 0.020313 | 0.030954 | 0.092796 | 0.32856 | 0.30254 | 0.20524 | 0 | 0 | 0 | 0.00025299
5A | 500-749 | 2010s | 9.1257e-06 | 0.0024367 | 0.00015099 | 0.0012373 | 0.0046325 | 0.011126 | 0.020313 | 0.030954 | 0.092796 | 0.32856 | 0.30254 | 0.20524 | 0 | 0 | 0 | 0.00039761
5B | 500-749 | 2010s | 9.1257e-06 | 0.0024367 | 0.00015099 | 0.0012373 | 0.0046325 | 0.011126 | 0.020313 | 0.030954 | 0.092796 | 0.32856 | 0.30254 | 0.20524 | 0 | 0 | 0 | 0.00015642
6A | 500-749 | 2010s | 9.1257e-06 | 0.0024367 | 0.00015099 | 0.0012373 | 0.0046325 | 0.011126 | 0.020313 | 0.030954 | 0.092796 | 0.32856 | 0.30254 | 0.20524 | 0 | 0 | 0 | 0.00010471
6B | 500-749 | 2010s | 9.1257e-06 | 0.0024367 | 0.00015099 | 0.0012373 | 0.0046325 | 0.011126 | 0.020313 | 0.030954 | 0.092796 | 0.32856 | 0.30254 | 0.20524 | 0 | 0 | 0 | 2.3057e-05
7A | 500-749 | 2010s | 9.1257e-06 | 0.0024367 | 0.00015099 | 0.0012373 | 0.0046325 | 0.011126 | 0.020313 | 0.030954 | 0.092796 | 0.32856 | 0.30254 | 0.20524 | 0 | 0 | 0 | 2.3478e-05
7B | 500-749 | 2010s | 9.1257e-06 | 0.0024367 | 0.00015099 | 0.0012373 | 0.0046325 | 0.011126 | 0.020313 | 0.030954 | 0.092796 | 0.32856 | 0.30254 | 0.20524 | 0 | 0 | 0 | 1.1476e-06
1A | 750-999 | 2010s | 9.1257e-06 | 0.0024367 | 0.00015099 | 0.0012373 | 0.0046325 | 0.011126 | 0.020313 | 0.030954 | 0.092796 | 0.32856 | 0.30254 | 0.20524 | 0 | 0 | 0 | 0.00010968
2A | 750-999 | 2010s | 9.1257e-06 | 0.0024367 | 0.00015099 | 0.0012373 | 0.0046325 | 0.011126 | 0.020313 | 0.030954 | 0.092796 | 0.32856 | 0.30254 | 0.20524 | 0 | 0 | 0 | 0.00095496
2B | 750-999 | 2010s | 9.1257e-06 | 0.0024367 | 0.00015099 | 0.0012373 | 0.0046325 | 0.011126 | 0.020313 | 0.030954 | 0.092796 | 0.32856 | 0.30254 | 0.20524 | 0 | 0 | 0 | 0.00011381
3A | 750-999 | 2010s | 9.1257e-06 | 0.0024367 | 0.00015099 | 0.0012373 | 0.0046325 | 0.011126 | 0.020313 | 0.030954 | 0.092796 | 0.32856 | 0.30254 | 0.20524 | 0 | 0 | 0 | 0.0011471
3B | 750-999 | 2010s | 9.1257e-06 | 0.0024367 | 0.00015099 | 0.0012373 | 0.0046325 | 0.011126 | 0.020313 | 0.030954 | 0.092796 | 0.32856 | 0.30254 | 0.20524 | 0 | 0 | 0 | 0.00048263
3C | 750-999 | 2010s | 9.1257e-06 | 0.0024367 | 0.00015099 | 0.0012373 | 0.0046325 | 0.011126 | 0.020313 | 0.030954 | 0.092796 | 0.32856 | 0.30254 | 0.20524 | 0 | 0 | 0 | 0.00013811
4A | 750-999 | 2010s | 9.1257e-06 | 0.0024367 | 0.00015099 | 0.0012373 | 0.0046325 | 0.011126 | 0.020313 | 0.030954 | 0.092796 | 0.32856 | 0.30254 | 0.20524 | 0 | 0 | 0 | 0.0015156
4B | 750-999 | 2010s | 9.1257e-06 | 0.0024367 | 0.00015099 | 0.0012373 | 0.0046325 | 0.011126 | 0.020313 | 0.030954 | 0.092796 | 0.32856 | 0.30254 | 0.20524 | 0 | 0 | 0 | 3.8651e-05
4C | 750-999 | 2010s | 9.1257e-06 | 0.0024367 | 0.00015099 | 0.0012373 | 0.0046325 | 0.011126 | 0.020313 | 0.030954 | 0.092796 | 0.32856 | 0.30254 | 0.20524 | 0 | 0 | 0 | 0.00025894
5A | 750-999 | 2010s | 9.1257e-06 | 0.0024367 | 0.00015099 | 0.0012373 | 0.0046325 | 0.011126 | 0.020313 | 0.030954 | 0.092796 | 0.32856 | 0.30254 | 0.20524 | 0 | 0 | 0 | 0.00090257
5B | 750-999 | 2010s | 9.1257e-06 | 0.0024367 | 0.00015099 | 0.0012373 | 0.0046325 | 0.011126 | 0.020313 | 0.030954 | 0.092796 | 0.32856 | 0.30254 | 0.20524 | 0 | 0 | 0 | 0.00030591
6A | 750-999 | 2010s | 9.1257e-06 | 0.0024367 | 0.00015099 | 0.0012373 | 0.0046325 | 0.011126 | 0.020313 | 0.030954 | 0.092796 | 0.32856 | 0.30254 | 0.20524 | 0 | 0 | 0 | 0.00032462
6B | 750-999 | 2010s | 9.1257e-06 | 0.0024367 | 0.00015099 | 0.0012373 | 0.0046325 | 0.011126 | 0.020313 | 0.030954 | 0.092796 | 0.32856 | 0.30254 | 0.20524 | 0 | 0 | 0 | 0.00012066
7A | 750-999 | 2010s | 9.1257e-06 | 0.0024367 | 0.00015099 | 0.0012373 | 0.0046325 | 0.011126 | 0.020313 | 0.030954 | 0.092796 | 0.32856 | 0.30254 | 0.20524 | 0 | 0 | 0 | 7.0437e-05
7B | 750-999 | 2010s | 9.1257e-06 | 0.0024367 | 0.00015099 | 0.0012373 | 0.0046325 | 0.011126 | 0.020313 | 0.030954 | 0.092796 | 0.32856 | 0.30254 | 0.20524 | 0 | 0 | 0 | 7.9903e-06
1A | 0-499 | <1940 | 0 | 1.7319e-06 | 8.5055e-05 | 0.00079893 | 0.0033479 | 0.0088357 | 0.026833 | 0.012506 | 0.04716 | 0.24925 | 0.33957 | 0.31161 | 0 | 0 | 0 | 2.6884e-05
2A | 0-499 | <1940 | 0 | 1.7319e-06 | 8.5055e-05 | 0.00079893 | 0.0033479 | 0.0088357 | 0.026833 | 0.012506 | 0.04716 | 0.24925 | 0.33957 | 0.31161 | 0 | 0 | 0 | 0.0001225
2B | 0-499 | <1940 | 0 | 1.7319e-06 | 8.5055e-05 | 0.00079893 | 0.0033479 | 0.0088357 | 0.026833 | 0.012506 | 0.04716 | 0.24925 | 0.33957 | 0.31161 | 0 | 0 | 0 | 1.4512e-05
3A | 0-499 | <1940 | 0 | 1.7319e-06 | 8.5055e-05 | 0.00079893 | 0.0033479 | 0.0088357 | 0.026833 | 0.012506 | 0.04716 | 0.24925 | 0.33957 | 0.31161 | 0 | 0 | 0 | 0.00013796
3B | 0-499 | <1940 | 0 | 1.7319e-06 | 8.5055e-05 | 0.00079893 | 0.0033479 | 0.0088357 | 0.026833 | 0.012506 | 0.04716 | 0.24925 | 0.33957 | 0.31161 | 0 | 0 | 0 | 0.00053445
3C | 0-499 | <1940 | 0 | 1.7319e-06 | 8.5055e-05 | 0.00079893 | 0.0033479 | 0.0088357 | 0.026833 | 0.012506 | 0.04716 | 0.24925 | 0.33957 | 0.31161 | 0 | 0 | 0 | 0.00025566
4A | 0-499 | <1940 | 0 | 1.7319e-06 | 8.5055e-05 | 0.00079893 | 0.0033479 | 0.0088357 | 0.026833 | 0.012506 | 0.04716 | 0.24925 | 0.33957 | 0.31161 | 0 | 0 | 0 | 0.002041
4B | 0-499 | <1940 | 0 | 1.7319e-06 | 8.5055e-05 | 0.00079893 | 0.0033479 | 0.0088357 | 0.026833 | 0.012506 | 0.04716 | 0.24925 | 0.33957 | 0.31161 | 0 | 0 | 0 | 7.9659e-06
4C | 0-499 | <1940 | 0 | 1.7319e-06 | 8.5055e-05 | 0.00079893 | 0.0033479 | 0.0088357 | 0.026833 | 0.012506 | 0.04716 | 0.24925 | 0.33957 | 0.31161 | 0 | 0 | 0 | 0.00015162
5A | 0-499 | <1940 | 0 | 1.7319e-06 | 8.5055e-05 | 0.00079893 | 0.0033479 | 0.0088357 | 0.026833 | 0.012506 | 0.04716 | 0.24925 | 0.33957 | 0.31161 | 0 | 0 | 0 | 0.0020425
5B | 0-499 | <1940 | 0 | 1.7319e-06 | 8.5055e-05 | 0.00079893 | 0.0033479 | 0.0088357 | 0.026833 | 0.012506 | 0.04716 | 0.24925 | 0.33957 | 0.31161 | 0 | 0 | 0 | 0.00011284
6A | 0-499 | <1940 | 0 | 1.7319e-06 | 8.5055e-05 | 0.00079893 | 0.0033479 | 0.0088357 | 0.026833 | 0.012506 | 0.04716 | 0.24925 | 0.33957 | 0.31161 | 0 | 0 | 0 | 0.00050218
6B | 0-499 | <1940 | 0 | 1.7319e-06 | 8.5055e-05 | 0.00079893 | 0.0033479 | 0.0088357 | 0.026833 | 0.012506 | 0.04716 | 0.24925 | 0.33957 | 0.31161 | 0 | 0 | 0 | 2.7999e-05
7A | 0-499 | <1940 | 0 | 1.7319e-06 | 8.5055e-05 | 0.00079893 | 0.0033479 | 0.0088357 | 0.026833 | 0.012506 | 0.04716 | 0.24925 | 0.33957 | 0.31161 | 0 | 0 | 0 | 4.5482e-05
7B | 0-499 | <1940 | 0 | 1.7319e-06 | 8.5055e-05 | 0.00079893 | 0.0033479 | 0.0088357 | 0.026833 | 0.012506 | 0.04716 | 0.24925 | 0.33957 | 0.31161 | 0 | 0 | 0 | 1.5223e-06
1A | 1000-1499 | <1940 | 0 | 1.7319e-06 | 8.5055e-05 | 0.00079893 | 0.0033479 | 0.0088357 | 0.026833 | 0.012506 | 0.04716 | 0.24925 | 0.33957 | 0.31161 | 0 | 0 | 0 | 8.9638e-05
2A | 1000-1499 | <1940 | 0 | 1.7319e-06 | 8.5055e-05 | 0.00079893 | 0.0033479 | 0.0088357 | 0.026833 | 0.012506 | 0.04716 | 0.24925 | 0.33957 | 0.31161 | 0 | 0 | 0 | 0.00108
2B | 1000-1499 | <1940 | 0 | 1.7319e-06 | 8.5055e-05 | 0.00079893 | 0.0033479 | 0.0088357 | 0.026833 | 0.012506 | 0.04716 | 0.24925 | 0.33957 | 0.31161 | 0 | 0 | 0 | 8.5588e-05
3A | 1000-1499 | <1940 | 0 | 1.7319e-06 | 8.5055e-05 | 0.00079893 | 0.0033479 | 0.0088357 | 0.026833 | 0.012506 | 0.04716 | 0.24925 | 0.33957 | 0.31161 | 0 | 0 | 0 | 0.0019243
3B | 1000-1499 | <1940 | 0 | 1.7319e-06 | 8.5055e-05 | 0.00079893 | 0.0033479 | 0.0088357 | 0.026833 | 0.012506 | 0.04716 | 0.24925 | 0.33957 | 0.31161 | 0 | 0 | 0 | 0.0015795
3C | 1000-1499 | <1940 | 0 | 1.7319e-06 | 8.5055e-05 | 0.00079893 | 0.0033479 | 0.0088357 | 0.026833 | 0.012506 | 0.04716 | 0.24925 | 0.33957 | 0.31161 | 0 | 0 | 0 | 0.00079531
4A | 1000-1499 | <1940 | 0 | 1.7319e-06 | 8.5055e-05 | 0.00079893 | 0.0033479 | 0.0088357 | 0.026833 | 0.012506 | 0.04716 | 0.24925 | 0.33957 | 0.31161 | 0 | 0 | 0 | 0.0096629
4B | 1000-1499 | <1940 | 0 | 1.7319e-06 | 8.5055e-05 | 0.00079893 | 0.0033479 | 0.0088357 | 0.026833 | 0.012506 | 0.04716 | 0.24925 | 0.33957 | 0.31161 | 0 | 0 | 0 | 0.00013797
4C | 1000-1499 | <1940 | 0 | 1.7319e-06 | 8.5055e-05 | 0.00079893 | 0.0033479 | 0.0088357 | 0.026833 | 0.012506 | 0.04716 | 0.24925 | 0.33957 | 0.31161 | 0 | 0 | 0 | 0.00076862
5A | 1000-1499 | <1940 | 0 | 1.7319e-06 | 8.5055e-05 | 0.00079893 | 0.0033479 | 0.0088357 | 0.026833 | 0.012506 | 0.04716 | 0.24925 | 0.33957 | 0.31161 | 0 | 0 | 0 | 0.014716
5B | 1000-1499 | <1940 | 0 | 1.7319e-06 | 8.5055e-05 | 0.00079893 | 0.0033479 | 0.0088357 | 0.026833 | 0.012506 | 0.04716 | 0.24925 | 0.33957 | 0.31161 | 0 | 0 | 0 | 0.00081588
6A | 1000-1499 | <1940 | 0 | 1.7319e-06 | 8.5055e-05 | 0.00079893 | 0.0033479 | 0.0088357 | 0.026833 | 0.012506 | 0.04716 | 0.24925 | 0.33957 | 0.31161 | 0 | 0 | 0 | 0.0032207
6B | 1000-1499 | <1940 | 0 | 1.7319e-06 | 8.5055e-05 | 0.00079893 | 0.0033479 | 0.0088357 | 0.026833 | 0.012506 | 0.04716 | 0.24925 | 0.33957 | 0.31161 | 0 | 0 | 0 | 0.00034697
7A | 1000-1499 | <1940 | 0 | 1.7319e-06 | 8.5055e-05 | 0.00079893 | 0.0033479 | 0.0088357 | 0.026833 | 0.012506 | 0.04716 | 0.24925 | 0.33957 | 0.31161 | 0 | 0 | 0 | 0.00035292
7B | 1000-1499 | <1940 | 0 | 1.7319e-06 | 8.5055e-05 | 0.00079893 | 0.0033479 | 0.0088357 | 0.026833 | 0.012506 | 0.04716 | 0.24925 | 0.33957 | 0.31161 | 0 | 0 | 0 | 3.1249e-05
1A | 1500-1999 | <1940 | 0 | 1.7319e-06 | 8.5055e-05 | 0.00079893 | 0.0033479 | 0.0088357 | 0.026833 | 0.012506 | 0.04716 | 0.24925 | 0.33957 | 0.31161 | 0 | 0 | 0 | 5.0331e-05
2A | 1500-1999 | <1940 | 0 | 1.7319e-06 | 8.5055e-05 | 0.00079893 | 0.0033479 | 0.0088357 | 0.026833 | 0.012506 | 0.04716 | 0.24925 | 0.33957 | 0.31161 | 0 | 0 | 0 | 0.00064476
2B | 1500-1999 | <1940 | 0 | 1.7319e-06 | 8.5055e-05 | 0.00079893 | 0.0033479 | 0.0088357 | 0.026833 | 0.012506 | 0.04716 | 0.24925 | 0.33957 | 0.31161 | 0 | 0 | 0 | 4.8267e-05
3A | 1500-1999 | <1940 | 0 | 1.7319e-06 | 8.5055e-05 | 0.00079893 | 0.0033479 | 0.0088357 | 0.026833 | 0.012506 | 0.04716 | 0.24925 | 0.33957 | 0.31161 | 0 | 0 | 0 | 0.001196
3B | 1500-1999 | <1940 | 0 | 1.7319e-06 | 8.5055e-05 | 0.00079893 | 0.0033479 | 0.0088357 | 0.026833 | 0.012506 | 0.04716 | 0.24925 | 0.33957 | 0.31161 | 0 | 0 | 0 | 0.0010463
3C | 1500-1999 | <1940 | 0 | 1.7319e-06 | 8.5055e-05 | 0.00079893 | 0.0033479 | 0.0088357 | 0.026833 | 0.012506 | 0.04716 | 0.24925 | 0.33957 | 0.31161 | 0 | 0 | 0 | 0.00052231
4A | 1500-1999 | <1940 | 0 | 1.7319e-06 | 8.5055e-05 | 0.00079893 | 0.0033479 | 0.0088357 | 0.026833 | 0.012506 | 0.04716 | 0.24925 | 0.33957 | 0.31161 | 0 | 0 | 0 | 0.0054407
4B | 1500-1999 | <1940 | 0 | 1.7319e-06 | 8.5055e-05 | 0.00079893 | 0.0033479 | 0.0088357 | 0.026833 | 0.012506 | 0.04716 | 0.24925 | 0.33957 | 0.31161 | 0 | 0 | 0 | 8.8335e-05
4C | 1500-1999 | <1940 | 0 | 1.7319e-06 | 8.5055e-05 | 0.00079893 | 0.0033479 | 0.0088357 | 0.026833 | 0.012506 | 0.04716 | 0.24925 | 0.33957 | 0.31161 | 0 | 0 | 0 | 0.000637
5A | 1500-1999 | <1940 | 0 | 1.7319e-06 | 8.5055e-05 | 0.00079893 | 0.0033479 | 0.0088357 | 0.026833 | 0.012506 | 0.04716 | 0.24925 | 0.33957 | 0.31161 | 0 | 0 | 0 | 0.0095198
5B | 1500-1999 | <1940 | 0 | 1.7319e-06 | 8.5055e-05 | 0.00079893 | 0.0033479 | 0.0088357 | 0.026833 | 0.012506 | 0.04716 | 0.24925 | 0.33957 | 0.31161 | 0 | 0 | 0 | 0.00057192
6A | 1500-1999 | <1940 | 0 | 1.7319e-06 | 8.5055e-05 | 0.00079893 | 0.0033479 | 0.0088357 | 0.026833 | 0.012506 | 0.04716 | 0.24925 | 0.33957 | 0.31161 | 0 | 0 | 0 | 0.0026399
6B | 1500-1999 | <1940 | 0 | 1.7319e-06 | 8.5055e-05 | 0.00079893 | 0.0033479 | 0.0088357 | 0.026833 | 0.012506 | 0.04716 | 0.24925 | 0.33957 | 0.31161 | 0 | 0 | 0 | 0.00020891
7A | 1500-1999 | <1940 | 0 | 1.7319e-06 | 8.5055e-05 | 0.00079893 | 0.0033479 | 0.0088357 | 0.026833 | 0.012506 | 0.04716 | 0.24925 | 0.33957 | 0.31161 | 0 | 0 | 0 | 0.00033868
7B | 1500-1999 | <1940 | 0 | 1.7319e-06 | 8.5055e-05 | 0.00079893 | 0.0033479 | 0.0088357 | 0.026833 | 0.012506 | 0.04716 | 0.24925 | 0.33957 | 0.31161 | 0 | 0 | 0 | 1.8244e-05
1A | 2000-2499 | <1940 | 0 | 1.7319e-06 | 8.5055e-05 | 0.00079893 | 0.0033479 | 0.0088357 | 0.026833 | 0.012506 | 0.04716 | 0.24925 | 0.33957 | 0.31161 | 0 | 0 | 0 | 2.8204e-05
2A | 2000-2499 | <1940 | 0 | 1.7319e-06 | 8.5055e-05 | 0.00079893 | 0.0033479 | 0.0088357 | 0.026833 | 0.012506 | 0.04716 | 0.24925 | 0.33957 | 0.31161 | 0 | 0 | 0 | 0.00039349
2B | 2000-2499 | <1940 | 0 | 1.7319e-06 | 8.5055e-05 | 0.00079893 | 0.0033479 | 0.0088357 | 0.026833 | 0.012506 | 0.04716 | 0.24925 | 0.33957 | 0.31161 | 0 | 0 | 0 | 3.158e-05
3A | 2000-2499 | <1940 | 0 | 1.7319e-06 | 8.5055e-05 | 0.00079893 | 0.0033479 | 0.0088357 | 0.026833 | 0.012506 | 0.04716 | 0.24925 | 0.33957 | 0.31161 | 0 | 0 | 0 | 0.00073158
3B | 2000-2499 | <1940 | 0 | 1.7319e-06 | 8.5055e-05 | 0.00079893 | 0.0033479 | 0.0088357 | 0.026833 | 0.012506 | 0.04716 | 0.24925 | 0.33957 | 0.31161 | 0 | 0 | 0 | 0.00066171
3C | 2000-2499 | <1940 | 0 | 1.7319e-06 | 8.5055e-05 | 0.00079893 | 0.0033479 | 0.0088357 | 0.026833 | 0.012506 | 0.04716 | 0.24925 | 0.33957 | 0.31161 | 0 | 0 | 0 | 0.00037117
4A | 2000-2499 | <1940 | 0 | 1.7319e-06 | 8.5055e-05 | 0.00079893 | 0.0033479 | 0.0088357 | 0.026833 | 0.012506 | 0.04716 | 0.24925 | 0.33957 | 0.31161 | 0 | 0 | 0 | 0.003184
4B | 2000-2499 | <1940 | 0 | 1.7319e-06 | 8.5055e-05 | 0.00079893 | 0.0033479 | 0.0088357 | 0.026833 | 0.012506 | 0.04716 | 0.24925 | 0.33957 | 0.31161 | 0 | 0 | 0 | 5.4693e-05
4C | 2000-2499 | <1940 | 0 | 1.7319e-06 | 8.5055e-05 | 0.00079893 | 0.0033479 | 0.0088357 | 0.026833 | 0.012506 | 0.04716 | 0.24925 | 0.33957 | 0.31161 | 0 | 0 | 0 | 0.00039686
5A | 2000-2499 | <1940 | 0 | 1.7319e-06 | 8.5055e-05 | 0.00079893 | 0.0033479 | 0.0088357 | 0.026833 | 0.012506 | 0.04716 | 0.24925 | 0.33957 | 0.31161 | 0 | 0 | 0 | 0.0057025
5B | 2000-2499 | <1940 | 0 | 1.7319e-06 | 8.5055e-05 | 0.00079893 | 0.0033479 | 0.0088357 | 0.026833 | 0.012506 | 0.04716 | 0.24925 | 0.33957 | 0.31161 | 0 | 0 | 0 | 0.00040248
6A | 2000-2499 | <1940 | 0 | 1.7319e-06 | 8.5055e-05 | 0.00079893 | 0.0033479 | 0.0088357 | 0.026833 | 0.012506 | 0.04716 | 0.24925 | 0.33957 | 0.31161 | 0 | 0 | 0 | 0.0019571
6B | 2000-2499 | <1940 | 0 | 1.7319e-06 | 8.5055e-05 | 0.00079893 | 0.0033479 | 0.0088357 | 0.026833 | 0.012506 | 0.04716 | 0.24925 | 0.33957 | 0.31161 | 0 | 0 | 0 | 0.0001424
7A | 2000-2499 | <1940 | 0 | 1.7319e-06 | 8.5055e-05 | 0.00079893 | 0.0033479 | 0.0088357 | 0.026833 | 0.012506 | 0.04716 | 0.24925 | 0.33957 | 0.31161 | 0 | 0 | 0 | 0.00019585
7B | 2000-2499 | <1940 | 0 | 1.7319e-06 | 8.5055e-05 | 0.00079893 | 0.0033479 | 0.0088357 | 0.026833 | 0.012506 | 0.04716 | 0.24925 | 0.33957 | 0.31161 | 0 | 0 | 0 | 1.2952e-05
1A | 2500-2999 | <1940 | 0 | 1.7319e-06 | 8.5055e-05 | 0.00079893 | 0.0033479 | 0.0088357 | 0.026833 | 0.012506 | 0.04716 | 0.24925 | 0.33957 | 0.31161 | 0 | 0 | 0 | 2.2167e-05
2A | 2500-2999 | <1940 | 0 | 1.7319e-06 | 8.5055e-05 | 0.00079893 | 0.0033479 | 0.0088357 | 0.026833 | 0.012506 | 0.04716 | 0.24925 | 0.33957 | 0.31161 | 0 | 0 | 0 | 0.00022502
2B | 2500-2999 | <1940 | 0 | 1.7319e-06 | 8.5055e-05 | 0.00079893 | 0.0033479 | 0.0088357 | 0.026833 | 0.012506 | 0.04716 | 0.24925 | 0.33957 | 0.31161 | 0 | 0 | 0 | 2.0123e-05
3A | 2500-2999 | <1940 | 0 | 1.7319e-06 | 8.5055e-05 | 0.00079893 | 0.0033479 | 0.0088357 | 0.026833 | 0.012506 | 0.04716 | 0.24925 | 0.33957 | 0.31161 | 0 | 0 | 0 | 0.00045096
3B | 2500-2999 | <1940 | 0 | 1.7319e-06 | 8.5055e-05 | 0.00079893 | 0.0033479 | 0.0088357 | 0.026833 | 0.012506 | 0.04716 | 0.24925 | 0.33957 | 0.31161 | 0 | 0 | 0 | 0.0002765
3C | 2500-2999 | <1940 | 0 | 1.7319e-06 | 8.5055e-05 | 0.00079893 | 0.0033479 | 0.0088357 | 0.026833 | 0.012506 | 0.04716 | 0.24925 | 0.33957 | 0.31161 | 0 | 0 | 0 | 0.00016061
4A | 2500-2999 | <1940 | 0 | 1.7319e-06 | 8.5055e-05 | 0.00079893 | 0.0033479 | 0.0088357 | 0.026833 | 0.012506 | 0.04716 | 0.24925 | 0.33957 | 0.31161 | 0 | 0 | 0 | 0.0018137
4B | 2500-2999 | <1940 | 0 | 1.7319e-06 | 8.5055e-05 | 0.00079893 | 0.0033479 | 0.0088357 | 0.026833 | 0.012506 | 0.04716 | 0.24925 | 0.33957 | 0.31161 | 0 | 0 | 0 | 2.6194e-05
4C | 2500-2999 | <1940 | 0 | 1.7319e-06 | 8.5055e-05 | 0.00079893 | 0.0033479 | 0.0088357 | 0.026833 | 0.012506 | 0.04716 | 0.24925 | 0.33957 | 0.31161 | 0 | 0 | 0 | 0.00017327
5A | 2500-2999 | <1940 | 0 | 1.7319e-06 | 8.5055e-05 | 0.00079893 | 0.0033479 | 0.0088357 | 0.026833 | 0.012506 | 0.04716 | 0.24925 | 0.33957 | 0.31161 | 0 | 0 | 0 | 0.002656
5B | 2500-2999 | <1940 | 0 | 1.7319e-06 | 8.5055e-05 | 0.00079893 | 0.0033479 | 0.0088357 | 0.026833 | 0.012506 | 0.04716 | 0.24925 | 0.33957 | 0.31161 | 0 | 0 | 0 | 0.00022685
6A | 2500-2999 | <1940 | 0 | 1.7319e-06 | 8.5055e-05 | 0.00079893 | 0.0033479 | 0.0088357 | 0.026833 | 0.012506 | 0.04716 | 0.24925 | 0.33957 | 0.31161 | 0 | 0 | 0 | 0.00083141
6B | 2500-2999 | <1940 | 0 | 1.7319e-06 | 8.5055e-05 | 0.00079893 | 0.0033479 | 0.0088357 | 0.026833 | 0.012506 | 0.04716 | 0.24925 | 0.33957 | 0.31161 | 0 | 0 | 0 | 6.5e-05
7A | 2500-2999 | <1940 | 0 | 1.7319e-06 | 8.5055e-05 | 0.00079893 | 0.0033479 | 0.0088357 | 0.026833 | 0.012506 | 0.04716 | 0.24925 | 0.33957 | 0.31161 | 0 | 0 | 0 | 8.4866e-05
7B | 2500-2999 | <1940 | 0 | 1.7319e-06 | 8.5055e-05 | 0.00079893 | 0.0033479 | 0.0088357 | 0.026833 | 0.012506 | 0.04716 | 0.24925 | 0.33957 | 0.31161 | 0 | 0 | 0 | 5.859e-06
1A | 3000-3999 | <1940 | 0 | 1.7319e-06 | 8.5055e-05 | 0.00079893 | 0.0033479 | 0.0088357 | 0.026833 | 0.012506 | 0.04716 | 0.24925 | 0.33957 | 0.31161 | 0 | 0 | 0 | 1.5864e-05
2A | 3000-3999 | <1940 | 0 | 1.7319e-06 | 8.5055e-05 | 0.00079893 | 0.0033479 | 0.0088357 | 0.026833 | 0.012506 | 0.04716 | 0.24925 | 0.33957 | 0.31161 | 0 | 0 | 0 | 0.00019251
2B | 3000-3999 | <1940 | 0 | 1.7319e-06 | 8.5055e-05 | 0.00079893 | 0.0033479 | 0.0088357 | 0.026833 | 0.012506 | 0.04716 | 0.24925 | 0.33957 | 0.31161 | 0 | 0 | 0 | 7.074e-06
3A | 3000-3999 | <1940 | 0 | 1.7319e-06 | 8.5055e-05 | 0.00079893 | 0.0033479 | 0.0088357 | 0.026833 | 0.012506 | 0.04716 | 0.24925 | 0.33957 | 0.31161 | 0 | 0 | 0 | 0.00029868
3B | 3000-3999 | <1940 | 0 | 1.7319e-06 | 8.5055e-05 | 0.00079893 | 0.0033479 | 0.0088357 | 0.026833 | 0.012506 | 0.04716 | 0.24925 | 0.33957 | 0.31161 | 0 | 0 | 0 | 0.00016575
3C | 3000-3999 | <1940 | 0 | 1.7319e-06 | 8.5055e-05 | 0.00079893 | 0.0033479 | 0.0088357 | 0.026833 | 0.012506 | 0.04716 | 0.24925 | 0.33957 | 0.31161 | 0 | 0 | 0 | 7.6789e-05
4A | 3000-3999 | <1940 | 0 | 1.7319e-06 | 8.5055e-05 | 0.00079893 | 0.0033479 | 0.0088357 | 0.026833 | 0.012506 | 0.04716 | 0.24925 | 0.33957 | 0.31161 | 0 | 0 | 0 | 0.0018421
4B | 3000-3999 | <1940 | 0 | 1.7319e-06 | 8.5055e-05 | 0.00079893 | 0.0033479 | 0.0088357 | 0.026833 | 0.012506 | 0.04716 | 0.24925 | 0.33957 | 0.31161 | 0 | 0 | 0 | 8.9003e-06
4C | 3000-3999 | <1940 | 0 | 1.7319e-06 | 8.5055e-05 | 0.00079893 | 0.0033479 | 0.0088357 | 0.026833 | 0.012506 | 0.04716 | 0.24925 | 0.33957 | 0.31161 | 0 | 0 | 0 | 9.9334e-05
5A | 3000-3999 | <1940 | 0 | 1.7319e-06 | 8.5055e-05 | 0.00079893 | 0.0033479 | 0.0088357 | 0.026833 | 0.012506 | 0.04716 | 0.24925 | 0.33957 | 0.31161 | 0 | 0 | 0 | 0.003458
5B | 3000-3999 | <1940 | 0 | 1.7319e-06 | 8.5055e-05 | 0.00079893 | 0.0033479 | 0.0088357 | 0.026833 | 0.012506 | 0.04716 | 0.24925 | 0.33957 | 0.31161 | 0 | 0 | 0 | 7.5216e-05
6A | 3000-3999 | <1940 | 0 | 1.7319e-06 | 8.5055e-05 | 0.00079893 | 0.0033479 | 0.0088357 | 0.026833 | 0.012506 | 0.04716 | 0.24925 | 0.33957 | 0.31161 | 0 | 0 | 0 | 0.00099077
6B | 3000-3999 | <1940 | 0 | 1.7319e-06 | 8.5055e-05 | 0.00079893 | 0.0033479 | 0.0088357 | 0.026833 | 0.012506 | 0.04716 | 0.24925 | 0.33957 | 0.31161 | 0 | 0 | 0 | 2.478e-05
7A | 3000-3999 | <1940 | 0 | 1.7319e-06 | 8.5055e-05 | 0.00079893 | 0.0033479 | 0.0088357 | 0.026833 | 0.012506 | 0.04716 | 0.24925 | 0.33957 | 0.31161 | 0 | 0 | 0 | 8.4239e-05
7B | 3000-3999 | <1940 | 0 | 1.7319e-06 | 8.5055e-05 | 0.00079893 | 0.0033479 | 0.0088357 | 0.026833 | 0.012506 | 0.04716 | 0.24925 | 0.33957 | 0.31161 | 0 | 0 | 0 | 2.5088e-06
1A | 4000+ | <1940 | 0 | 1.7319e-06 | 8.5055e-05 | 0.00079893 | 0.0033479 | 0.0088357 | 0.026833 | 0.012506 | 0.04716 | 0.24925 | 0.33957 | 0.31161 | 0 | 0 | 0 | 1.1636e-05
2A | 4000+ | <1940 | 0 | 1.7319e-06 | 8.5055e-05 | 0.00079893 | 0.0033479 | 0.0088357 | 0.026833 | 0.012506 | 0.04716 | 0.24925 | 0.33957 | 0.31161 | 0 | 0 | 0 | 0.00012746
2B | 4000+ | <1940 | 0 | 1.7319e-06 | 8.5055e-05 | 0.00079893 | 0.0033479 | 0.0088357 | 0.026833 | 0.012506 | 0.04716 | 0.24925 | 0.33957 | 0.31161 | 0 | 0 | 0 | 3.394e-06
3A | 4000+ | <1940 | 0 | 1.7319e-06 | 8.5055e-05 | 0.00079893 | 0.0033479 | 0.0088357 | 0.026833 | 0.012506 | 0.04716 | 0.24925 | 0.33957 | 0.31161 | 0 | 0 | 0 | 0.00026518
3B | 4000+ | <1940 | 0 | 1.7319e-06 | 8.5055e-05 | 0.00079893 | 0.0033479 | 0.0088357 | 0.026833 | 0.012506 | 0.04716 | 0.24925 | 0.33957 | 0.31161 | 0 | 0 | 0 | 0.00015849
3C | 4000+ | <1940 | 0 | 1.7319e-06 | 8.5055e-05 | 0.00079893 | 0.0033479 | 0.0088357 | 0.026833 | 0.012506 | 0.04716 | 0.24925 | 0.33957 | 0.31161 | 0 | 0 | 0 | 9.0772e-05
4A | 4000+ | <1940 | 0 | 1.7319e-06 | 8.5055e-05 | 0.00079893 | 0.0033479 | 0.0088357 | 0.026833 | 0.012506 | 0.04716 | 0.24925 | 0.33957 | 0.31161 | 0 | 0 | 0 | 0.0010733
4B | 4000+ | <1940 | 0 | 1.7319e-06 | 8.5055e-05 | 0.00079893 | 0.0033479 | 0.0088357 | 0.026833 | 0.012506 | 0.04716 | 0.24925 | 0.33957 | 0.31161 | 0 | 0 | 0 | 1.1715e-05
4C | 4000+ | <1940 | 0 | 1.7319e-06 | 8.5055e-05 | 0.00079893 | 0.0033479 | 0.0088357 | 0.026833 | 0.012506 | 0.04716 | 0.24925 | 0.33957 | 0.31161 | 0 | 0 | 0 | 0.00010696
5A | 4000+ | <1940 | 0 | 1.7319e-06 | 8.5055e-05 | 0.00079893 | 0.0033479 | 0.0088357 | 0.026833 | 0.012506 | 0.04716 | 0.24925 | 0.33957 | 0.31161 | 0 | 0 | 0 | 0.0011905
5B | 4000+ | <1940 | 0 | 1.7319e-06 | 8.5055e-05 | 0.00079893 | 0.0033479 | 0.0088357 | 0.026833 | 0.012506 | 0.04716 | 0.24925 | 0.33957 | 0.31161 | 0 | 0 | 0 | 4.4393e-05
6A | 4000+ | <1940 | 0 | 1.7319e-06 | 8.5055e-05 | 0.00079893 | 0.0033479 | 0.0088357 | 0.026833 | 0.012506 | 0.04716 | 0.24925 | 0.33957 | 0.31161 | 0 | 0 | 0 | 0.00032845
6B | 4000+ | <1940 | 0 | 1.7319e-06 | 8.5055e-05 | 0.00079893 | 0.0033479 | 0.0088357 | 0.026833 | 0.012506 | 0.04716 | 0.24925 | 0.33957 | 0.31161 | 0 | 0 | 0 | 5.7616e-06
7A | 4000+ | <1940 | 0 | 1.7319e-06 | 8.5055e-05 | 0.00079893 | 0.0033479 | 0.0088357 | 0.026833 | 0.012506 | 0.04716 | 0.24925 | 0.33957 | 0.31161 | 0 | 0 | 0 | 3.142e-05
7B | 4000+ | <1940 | 0 | 1.7319e-06 | 8.5055e-05 | 0.00079893 | 0.0033479 | 0.0088357 | 0.026833 | 0.012506 | 0.04716 | 0.24925 | 0.33957 | 0.31161 | 0 | 0 | 0 | 2.8416e-07
1A | 500-749 | <1940 | 0 | 1.7319e-06 | 8.5055e-05 | 0.00079893 | 0.0033479 | 0.0088357 | 0.026833 | 0.012506 | 0.04716 | 0.24925 | 0.33957 | 0.31161 | 0 | 0 | 0 | 4.5185e-05
2A | 500-749 | <1940 | 0 | 1.7319e-06 | 8.5055e-05 | 0.00079893 | 0.0033479 | 0.0088357 | 0.026833 | 0.012506 | 0.04716 | 0.24925 | 0.33957 | 0.31161 | 0 | 0 | 0 | 0.00030173
2B | 500-749 | <1940 | 0 | 1.7319e-06 | 8.5055e-05 | 0.00079893 | 0.0033479 | 0.0088357 | 0.026833 | 0.012506 | 0.04716 | 0.24925 | 0.33957 | 0.31161 | 0 | 0 | 0 | 2.9199e-05
3A | 500-749 | <1940 | 0 | 1.7319e-06 | 8.5055e-05 | 0.00079893 | 0.0033479 | 0.0088357 | 0.026833 | 0.012506 | 0.04716 | 0.24925 | 0.33957 | 0.31161 | 0 | 0 | 0 | 0.00037564
3B | 500-749 | <1940 | 0 | 1.7319e-06 | 8.5055e-05 | 0.00079893 | 0.0033479 | 0.0088357 | 0.026833 | 0.012506 | 0.04716 | 0.24925 | 0.33957 | 0.31161 | 0 | 0 | 0 | 0.0009538
3C | 500-749 | <1940 | 0 | 1.7319e-06 | 8.5055e-05 | 0.00079893 | 0.0033479 | 0.0088357 | 0.026833 | 0.012506 | 0.04716 | 0.24925 | 0.33957 | 0.31161 | 0 | 0 | 0 | 0.00052004
4A | 500-749 | <1940 | 0 | 1.7319e-06 | 8.5055e-05 | 0.00079893 | 0.0033479 | 0.0088357 | 0.026833 | 0.012506 | 0.04716 | 0.24925 | 0.33957 | 0.31161 | 0 | 0 | 0 | 0.0039586
4B | 500-749 | <1940 | 0 | 1.7319e-06 | 8.5055e-05 | 0.00079893 | 0.0033479 | 0.0088357 | 0.026833 | 0.012506 | 0.04716 | 0.24925 | 0.33957 | 0.31161 | 0 | 0 | 0 | 2.6303e-05
4C | 500-749 | <1940 | 0 | 1.7319e-06 | 8.5055e-05 | 0.00079893 | 0.0033479 | 0.0088357 | 0.026833 | 0.012506 | 0.04716 | 0.24925 | 0.33957 | 0.31161 | 0 | 0 | 0 | 0.00030474
5A | 500-749 | <1940 | 0 | 1.7319e-06 | 8.5055e-05 | 0.00079893 | 0.0033479 | 0.0088357 | 0.026833 | 0.012506 | 0.04716 | 0.24925 | 0.33957 | 0.31161 | 0 | 0 | 0 | 0.0042131
5B | 500-749 | <1940 | 0 | 1.7319e-06 | 8.5055e-05 | 0.00079893 | 0.0033479 | 0.0088357 | 0.026833 | 0.012506 | 0.04716 | 0.24925 | 0.33957 | 0.31161 | 0 | 0 | 0 | 0.00024863
6A | 500-749 | <1940 | 0 | 1.7319e-06 | 8.5055e-05 | 0.00079893 | 0.0033479 | 0.0088357 | 0.026833 | 0.012506 | 0.04716 | 0.24925 | 0.33957 | 0.31161 | 0 | 0 | 0 | 0.00087981
6B | 500-749 | <1940 | 0 | 1.7319e-06 | 8.5055e-05 | 0.00079893 | 0.0033479 | 0.0088357 | 0.026833 | 0.012506 | 0.04716 | 0.24925 | 0.33957 | 0.31161 | 0 | 0 | 0 | 5.9108e-05
7A | 500-749 | <1940 | 0 | 1.7319e-06 | 8.5055e-05 | 0.00079893 | 0.0033479 | 0.0088357 | 0.026833 | 0.012506 | 0.04716 | 0.24925 | 0.33957 | 0.31161 | 0 | 0 | 0 | 5.3078e-05
7B | 500-749 | <1940 | 0 | 1.7319e-06 | 8.5055e-05 | 0.00079893 | 0.0033479 | 0.0088357 | 0.026833 | 0.012506 | 0.04716 | 0.24925 | 0.33957 | 0.31161 | 0 | 0 | 0 | 3.8514e-06
1A | 750-999 | <1940 | 0 | 1.7319e-06 | 8.5055e-05 | 0.00079893 | 0.0033479 | 0.0088357 | 0.026833 | 0.012506 | 0.04716 | 0.24925 | 0.33957 | 0.31161 | 0 | 0 | 0 | 5.7745e-05
2A | 750-999 | <1940 | 0 | 1.7319e-06 | 8.5055e-05 | 0.00079893 | 0.0033479 | 0.0088357 | 0.026833 | 0.012506 | 0.04716 | 0.24925 | 0.33957 | 0.31161 | 0 | 0 | 0 | 0.00063918
2B | 750-999 | <1940 | 0 | 1.7319e-06 | 8.5055e-05 | 0.00079893 | 0.0033479 | 0.0088357 | 0.026833 | 0.012506 | 0.04716 | 0.24925 | 0.33957 | 0.31161 | 0 | 0 | 0 | 4.2526e-05
3A | 750-999 | <1940 | 0 | 1.7319e-06 | 8.5055e-05 | 0.00079893 | 0.0033479 | 0.0088357 | 0.026833 | 0.012506 | 0.04716 | 0.24925 | 0.33957 | 0.31161 | 0 | 0 | 0 | 0.000916
3B | 750-999 | <1940 | 0 | 1.7319e-06 | 8.5055e-05 | 0.00079893 | 0.0033479 | 0.0088357 | 0.026833 | 0.012506 | 0.04716 | 0.24925 | 0.33957 | 0.31161 | 0 | 0 | 0 | 0.0010387
3C | 750-999 | <1940 | 0 | 1.7319e-06 | 8.5055e-05 | 0.00079893 | 0.0033479 | 0.0088357 | 0.026833 | 0.012506 | 0.04716 | 0.24925 | 0.33957 | 0.31161 | 0 | 0 | 0 | 0.00055959
4A | 750-999 | <1940 | 0 | 1.7319e-06 | 8.5055e-05 | 0.00079893 | 0.0033479 | 0.0088357 | 0.026833 | 0.012506 | 0.04716 | 0.24925 | 0.33957 | 0.31161 | 0 | 0 | 0 | 0.0060555
4B | 750-999 | <1940 | 0 | 1.7319e-06 | 8.5055e-05 | 0.00079893 | 0.0033479 | 0.0088357 | 0.026833 | 0.012506 | 0.04716 | 0.24925 | 0.33957 | 0.31161 | 0 | 0 | 0 | 5.7783e-05
4C | 750-999 | <1940 | 0 | 1.7319e-06 | 8.5055e-05 | 0.00079893 | 0.0033479 | 0.0088357 | 0.026833 | 0.012506 | 0.04716 | 0.24925 | 0.33957 | 0.31161 | 0 | 0 | 0 | 0.00035411
5A | 750-999 | <1940 | 0 | 1.7319e-06 | 8.5055e-05 | 0.00079893 | 0.0033479 | 0.0088357 | 0.026833 | 0.012506 | 0.04716 | 0.24925 | 0.33957 | 0.31161 | 0 | 0 | 0 | 0.0072473
5B | 750-999 | <1940 | 0 | 1.7319e-06 | 8.5055e-05 | 0.00079893 | 0.0033479 | 0.0088357 | 0.026833 | 0.012506 | 0.04716 | 0.24925 | 0.33957 | 0.31161 | 0 | 0 | 0 | 0.00040707
6A | 750-999 | <1940 | 0 | 1.7319e-06 | 8.5055e-05 | 0.00079893 | 0.0033479 | 0.0088357 | 0.026833 | 0.012506 | 0.04716 | 0.24925 | 0.33957 | 0.31161 | 0 | 0 | 0 | 0.001606
6B | 750-999 | <1940 | 0 | 1.7319e-06 | 8.5055e-05 | 0.00079893 | 0.0033479 | 0.0088357 | 0.026833 | 0.012506 | 0.04716 | 0.24925 | 0.33957 | 0.31161 | 0 | 0 | 0 | 0.00020337
7A | 750-999 | <1940 | 0 | 1.7319e-06 | 8.5055e-05 | 0.00079893 | 0.0033479 | 0.0088357 | 0.026833 | 0.012506 | 0.04716 | 0.24925 | 0.33957 | 0.31161 | 0 | 0 | 0 | 0.0001493
7B | 750-999 | <1940 | 0 | 1.7319e-06 | 8.5055e-05 | 0.00079893 | 0.0033479 | 0.0088357 | 0.026833 | 0.012506 | 0.04716 | 0.24925 | 0.33957 | 0.31161 | 0 | 0 | 0 | 1.8051e-05
# Created by: sources\resdb\tsv_maker.py
# Source: Distributions are based on the cumulative distribution functions from the Residential Diagnostics Database (ResDB), http://resdb.lbl.gov/.
# Assumption: All ACH50 are based on Single-Family Detached blower door tests.
# Assumption: Climate zones that are copied: 2A to 1A, 6A to 7A, and 6B to 7B.
# Assumption: Vintage bins that are copied: 2000s to 2010s, 1950s to 1940s, 1950s to <1940s.
# Assumption: Homes are assumed to not be Weatherization Assistance Program (WAP) qualified and not ENERGY STAR certified.