## Meta Parameters
Meta Category |  |  |  | Meta Option
Name | Units | DisplayOrder | AffectsGeometry | Name | Selected | DisplayOrder | GroupBy | GeometryValue | GeometryValue2 | GeometryValue3 | EPWfile | Lat | Long
Location |  | 1 |  | H1C1 OR | x | 1 |  |  |  |  | USA_OR_Portland.Intl.AP.726980_TMY3.epw | 45.6 | -122.617
|  |  |  | H1C1 WA | x | 2 |  |  |  |  | USA_WA_Seattle-Tacoma.Intl.AP.727930_TMY3.epw | 47.47 | -122.32
|  |  |  | H1C2 | x | 3 |  |  |  |  | USA_WA_Yakima.Air.Terminal-McAllister.Field.727810_TMY3.epw | 46.567 | -120.55
|  |  |  | H1C3 | x | 4 |  |  |  |  | USA_OR_Pendleton-Eastern.Oregon.Rgnl.AP.726880_TMY3.epw | 45.7 | -118.833
|  |  |  | H2 | x | 5 |  |  |  |  | USA_WA_Spokane.Intl.AP.727850_TMY3.epw | 47.49 | -117.59
|  |  |  | H3 | x | 6 |  |  |  |  | USA_MT_Missoula.Intl.AP.727730_TMY3.epw | 46.92 | -114.1
Vintage |  | 2 |  | pre-1950 | x | 1
|  |  |  | 1950s | x | 2
|  |  |  | 1960s | x | 3
|  |  |  | 1970s | x | 4
|  |  |  | 1980s | x | 5
|  |  |  | 1990s | x | 6
|  |  |  | 2000s | x | 7
|  |  |  | 2010s | x | 8
Heating Fuel |  | 7 |  | natural gas | x | 1
|  |  |  | propane | x | 2
|  |  |  | fuel oil | x | 3
|  |  |  | electricity | x | 4
|  |  |  | other fuel | x | 5
|  |  |  | none | x | 6
Size | sqft | 3 | x | 0-1499 | x | 1 |  | 1000 | 3 | 1.5
|  |  |  | 1500-2499 | x | 2 |  | 2000 | 3 | 2
|  |  |  | 2500-3499 | x | 3 |  | 3000 | 4 | 2.5
|  |  |  | 3500-4499 | x | 4 |  | 4000 | 4 | 3
|  |  |  | 4500+ | x | 5 |  | 5860 | 4 | 3.5
Stories | # | 4 | x | 1 | x | 1 |  | 1
|  |  |  | 2 | x | 3 |  | 2
|  |  |  | 3+ | x | 5 |  | 3
Foundation Type |  | 5 | x | unheated basement | x | 2 |  | 4
|  |  |  | heated basement | x | 3 |  | 5
|  |  |  | crawl | x | 4 |  | 18
|  |  |  | slab | x | 5 |  | 1
Daytime Occupancy |  | 6 |  | No |  | 1
|  |  |  | Yes |  | 2
|  |  |  | Average | x | 3
Usage Level |  | 8 |  | Low | x | 1
|  |  |  | Medium | x | 2
|  |  |  | High | x | 3
|  |  |  | Average |  | 4
Attached Garage |  | 9 | x | No | x | 1 |  | 0
|  |  |  | Yes | x | 2 |  | 1
Note on H2: NREL: Affects GUI domain selection and input/output matrices
Note on I2: Eric Wilson: # stories; sqft for size; space number for foundation
Note on J2: Eric Wilson: num beds for size
Note on K2: Eric Wilson: num baths for size
Note on E29: Eric Wilson: including split level (~1%)

## Global,BEopt,Single Values
Category Name | Option Name | Value
Neighbors | Left/Right at 15ft | 100%
Humidity Set Point | None | 100%
Natural Ventilation | Year-Round, 3 days/wk | 100%
Interior Shading | Summer = 0.7, Winter = 0.7 | 100%
Double Wood Stud | None | 100%
Steel Stud | None | 100%
CMU | None | 100%
SIP | None | 100%
ICF | None | 100%
Other | None | 100%
Wall Sheathing | OSB | 100%
Exterior Finish | Vinyl, Light | 100%
Finished Roof | None | 100%
Roof Material | Asphalt Shingles, Medium | 100%
Radiant Barrier | None | 100%
Carpet | 80% Carpet | 100%
Floor Mass | Wood Surface | 100%
Exterior Wall Mass | 1/2 in. Drywall | 100%
Partition Wall Mass | 1/2 in. Drywall | 100%
Ceiling Mass | 1/2 in. Drywall | 100%
Window Areas | F15 B15 L15 R15 | 100%
Door Area | 20 ft^2 | 100%
Doors | Fiberglass | 100%
Eaves | 2 ft | 100%
Overhangs | None | 100%
Mechanical Ventilation | None | 100%
Ground Source Heat Pump | None | 100%
Ceiling Fan | National Average | 100%
Dehumidifier | None | 100%
Central Water Heater | None | 100%
Central Distribution | None | 100%
Solar Water Heating | None | 100%
Solar Water Heating Azimuth | Back Roof | 100%
Solar Water Heating Tilt | Roof Pitch | 100%
Extra Refrigerator | Top freezer, EF = 6.9, National Average | 100%
Freezer | Upright, EF = 12, National Average | 100%
Pool Heater | National Average | 100%
Pool Pump | National Average | 100%
Hot Tub/Spa Heater | National Average | 100%
Hot Tub/Spa Pump | National Average | 100%
Well Pump | National Average | 100%
Gas Fireplace | National Average | 100%
Gas Grill | National Average | 100%
Gas Lighting | National Average | 100%
PV System | None | 100%
PV Azimuth | Back Roof | 100%
PV Tilt | Roof, Pitch | 100%

## HtgSP
Heating Set Point
Set Point Meta | Location Average | Check Sum | Source
Location Average | 100% | 100% | RECS - regression on HDD

## ClgSP
Cooling Set Point
Set Point Meta | Location Average | Check Sum | Source
Location Average | 100% | 100% | RECS - regression on CDD

## Orient
Orientation | Orientation | Orientation | Orientation
North | South | East | West | Check Sum | Source
25% | 25% | 25% | 25% | 100% | Engineering Judgment
25% | 25% | 25% | 25% | 100% | Engineering Judgment

## Ceiling
|  | Unfinished Attic | Unfinished Attic | Unfinished Attic | Unfinished Attic | Unfinished Attic | Unfinished Attic | Unfinished Attic | Unfinished Attic
Location | Vintage | Ceiling R-13 Fiberglass, Gr-1, Vented | Ceiling R-19 Fiberglass, Gr-1, Vented | Ceiling R-30 Cellulose, Gr-1, Vented | Ceiling R-38 Cellulose, Gr-1, Vented | Ceiling R-49 Cellulose, Gr-1, Vented | Ceiling R-60 Cellulose, Gr-1, Vented | Ceiling R-7 Fiberglass, Gr-1, Vented | Uninsulated, Vented | Count | Weight
H1C1 OR | 1950s | 0.0029584 | 0.35765 | 0.027531 | 0.089439 | 0.019578 | 0.35559 | 0.14725 | 0 | 13 | 48530.91
H1C1 OR | 1960s | 0.25689 | 0.19331 | 0.078559 | 0.15745 | 0.23674 | 0.077048 | 0 | 0 | 25 | 82848.88
H1C1 OR | 1970s | 0.10913 | 0.16943 | 0.28313 | 0.2542 | 0.10901 | 0 | 0.06187 | 0.013219 | 28 | 87349.17
H1C1 OR | 1980s | 0.23813 | 0.30343 | 0.35645 | 0.086737 | 0.015255 | 0 | 0 | 0 | 13 | 39358.43
H1C1 OR | 1990s | 0 | 0.076336 | 0.14796 | 0.59678 | 0.13434 | 0.044582 | 0 | 0 | 23 | 86506.83
H1C1 OR | 2000s | 0 | 0 | 0.15031 | 0.59505 | 0.20737 | 0.04727 | 0 | 0 | 18 | 61914.4
H1C1 OR | 2010s | 0 | 0 | 0.61937 | 0 | 0.38063 | 0 | 0 | 0 | 2 | 15197.67
H1C1 OR | pre-1950 | 0.12074 | 0.51658 | 0.046569 | 0.29932 | 0 | 0 | 0.016794 | 0 | 33 | 82851.58
H1C1 WA | 1950s | 0.20208 | 0.21263 | 0.1483 | 0.24746 | 0.0056128 | 0.024818 | 0.12601 | 0.033088 | 56 | 109889.99
H1C1 WA | 1960s | 0.12615 | 0.40771 | 0.12096 | 0.22808 | 0.021834 | 0 | 0.09415 | 0.0011138 | 80 | 192444.18
H1C1 WA | 1970s | 0.1568 | 0.23429 | 0.16271 | 0.29984 | 0 | 0.010877 | 0.12557 | 0.0099137 | 79 | 212381.23
H1C1 WA | 1980s | 0.093325 | 0.21225 | 0.44617 | 0.24035 | 0 | 0 | 0.0079011 | 0 | 56 | 174987.98
H1C1 WA | 1990s | 0 | 0.20555 | 0.14995 | 0.56101 | 0.040631 | 0.0095056 | 0.026091 | 0.0072661 | 55 | 147248.74
H1C1 WA | 2000s | 0 | 0.010056 | 0.20478 | 0.62267 | 0.13617 | 0.022614 | 0 | 0.003705 | 58 | 172842.67
H1C1 WA | 2010s | 0 | 0 | 0 | 1 | 0 | 0 | 0 | 0 | 2 | 4083.7
H1C1 WA | pre-1950 | 0.17295 | 0.25308 | 0.11271 | 0.21279 | 0.017646 | 0.015243 | 0.15032 | 0.065261 | 234 | 349188.81
H1C2 | 1950s | 0.21206 | 0.032294 | 0.55854 | 0.19711 | 0 | 0 | 0 | 0 | 5 | 32008.03
H1C2 | 1960s | 0.123 | 0.40985 | 0 | 0.45864 | 0 | 0 | 0 | 0.0085101 | 12 | 85894.26
H1C2 | 1970s | 0.15824 | 0.15577 | 0.29909 | 0 | 0.3869 | 0 | 0 | 0 | 13 | 66970.7
H1C2 | 1980s | 0 | 0.23484 | 0.5439 | 0.22126 | 0 | 0 | 0 | 0 | 8 | 56812.59
H1C2 | 1990s | 0 | 0 | 0.20777 | 0.79223 | 0 | 0 | 0 | 0 | 5 | 40020.77
H1C2 | 2000s | 0 | 0 | 0.085545 | 0.91445 | 0 | 0 | 0 | 0 | 4 | 17382.43
H1C2 | pre-1950 | 0.040962 | 0.49307 | 0.067415 | 0.11227 | 0.045208 | 0 | 0.18436 | 0.056712 | 23 | 151274.41
H1C3 | 1950s | 0.18999 | 0.24098 | 0.25425 | 0.2416 | 0.073188 | 0 | 0 | 0 | 10 | 30352.45
H1C3 | 1960s | 0 | 0.37854 | 0 | 0.30643 | 0.31503 | 0 | 0 | 0 | 6 | 20566.66
H1C3 | 1970s | 0.054008 | 0.46303 | 0.11559 | 0.16077 | 0.10798 | 0.063765 | 0.034863 | 0 | 18 | 53808.06
H1C3 | 1980s | 0 | 0 | 0.035515 | 0.84309 | 0.1214 | 0 | 0 | 0 | 6 | 27145.56
H1C3 | 1990s | 0 | 0.1519 | 0.085889 | 0.73062 | 0.03159 | 0 | 0 | 0 | 16 | 51810
H1C3 | 2000s | 0 | 0 | 0 | 0.89662 | 0.10338 | 0 | 0 | 0 | 25 | 86912.45
H1C3 | pre-1950 | 0.069743 | 0.2286 | 0.16286 | 0.24973 | 0.11729 | 0.097499 | 0.074278 | 0 | 15 | 43363.96
H2 | 1950s | 0.044649 | 0.17689 | 0.084429 | 0.32485 | 0.036136 | 0.17768 | 0.13121 | 0.024154 | 24 | 78027.71
H2 | 1960s | 0.22325 | 0.24812 | 0.19878 | 0.28456 | 0 | 0.045292 | 0 | 0 | 14 | 41172.69
H2 | 1970s | 0.020432 | 0.47942 | 0.097723 | 0.34907 | 0.053359 | 0 | 0 | 0 | 32 | 98109.61
H2 | 1980s | 0 | 0.58261 | 0.18504 | 0 | 0.20299 | 0 | 0.029365 | 0 | 11 | 25870.24
H2 | 1990s | 0 | 0.055139 | 0.12315 | 0.6642 | 0.071194 | 0.086324 | 0 | 0 | 46 | 123212.87
H2 | 2000s | 0 | 0.022047 | 0.068181 | 0.79328 | 0.069776 | 0.046716 | 0 | 0 | 35 | 82800.06
H2 | 2010s | 0 | 0 | 0 | 1 | 0 | 0 | 0 | 0 | 3 | 6882.5
H2 | pre-1950 | 0.097217 | 0.41815 | 0.15834 | 0.10224 | 0.021434 | 0.037354 | 0.16526 | 0 | 43 | 108645.54
H3 | 1950s | 0.096608 | 0.51719 | 0.053645 | 0.24031 | 0 | 0 | 0.092247 | 0 | 15 | 26472.92
H3 | 1960s | 0.054035 | 0.30915 | 0.24811 | 0.21629 | 0.17241 | 0 | 0 | 0 | 17 | 35209.88
H3 | 1970s | 0.097147 | 0.30938 | 0.11379 | 0.16513 | 0.285 | 0.029555 | 0 | 0 | 24 | 46643.2
H3 | 1980s | 0 | 0.10602 | 0.11427 | 0.25666 | 0.29967 | 0.22338 | 0 | 0 | 18 | 31230.41
H3 | 1990s | 0.046496 | 0.19961 | 0.33105 | 0.079975 | 0.29913 | 0.043745 | 0 | 0 | 20 | 29464.24
H3 | 2000s | 0 | 0 | 0.17447 | 0.54955 | 0.18955 | 0.086439 | 0 | 0 | 25 | 33565.41
H3 | 2010s | 0 | 0 | 0 | 0.70796 | 0.29204 | 0 | 0 | 0 | 2 | 5916.64
H3 | pre-1950 | 0.092193 | 0.25941 | 0.080618 | 0.20267 | 0.21317 | 0.11244 | 0.0395 | 0 | 31 | 67847.04
H1C2 | 2010s | 0.125 | 0.125 | 0.125 | 0.125 | 0.125 | 0.125 | 0.125 | 0.125 | 0 | 0
H1C3 | 2010s | 0.125 | 0.125 | 0.125 | 0.125 | 0.125 | 0.125 | 0.125 | 0.125 | 0 | 0

## Walls
|  | Wood Stud | Wood Stud | Wood Stud | Wood Stud | Wood Stud
Location | Vintage | R-13 Fiberglass Batt, 2x4, 16 in o.c. | R-19 Fiberglass Batt, 2x6, 24 in o.c. | R-36 Closed Cell Spray Foam, 2x6, 24 in o.c. | R-7 Fiberglass Batt, 2x4, 16 in o.c. | Uninsulated, 2x4, 16 in o.c. | Count | Weight
H1C1 OR | 1950s | 0.48958 | 0.02212 | 0 | 0.17381 | 0.31449 | 16 | 51756.29
H1C1 OR | 1960s | 0.56038 | 0.020315 | 0 | 0.31066 | 0.10865 | 31 | 94932.04
H1C1 OR | 1970s | 0.53769 | 0.10889 | 0 | 0.34502 | 0.0083984 | 36 | 96175.97
H1C1 OR | 1980s | 0.81945 | 0.18055 | 0 | 0 | 0 | 15 | 42583.81
H1C1 OR | 1990s | 0.13361 | 0.79873 | 0 | 0.067665 | 0 | 27 | 92532.92
H1C1 OR | 2000s | 0 | 0.85626 | 0 | 0.12166 | 0.02208 | 19 | 61914.4
H1C1 OR | 2010s | 0 | 1 | 0 | 0 | 0 | 3 | 16810.36
H1C1 OR | pre-1950 | 0.55229 | 0.11723 | 0 | 0.17203 | 0.15845 | 36 | 84039.6
H1C1 WA | 1950s | 0.46914 | 0.011841 | 0 | 0.20788 | 0.31115 | 70 | 127765.12
H1C1 WA | 1960s | 0.54852 | 0.081556 | 0 | 0.26056 | 0.10936 | 91 | 208762.13
H1C1 WA | 1970s | 0.55904 | 0.035263 | 0 | 0.33652 | 0.069177 | 80 | 215271.25
H1C1 WA | 1980s | 0.5361 | 0.3408 | 0 | 0.10312 | 0.019988 | 60 | 184027.5
H1C1 WA | 1990s | 0.10517 | 0.76737 | 0.010765 | 0.06815 | 0.048547 | 58 | 155768.9
H1C1 WA | 2000s | 0.048787 | 0.88843 | 0.01595 | 0.046357 | 0.00047448 | 54 | 174367.43
H1C1 WA | 2010s | 0 | 0 | 1 | 0 | 0 | 1 | 2079.99
H1C1 WA | pre-1950 | 0.36681 | 0.058932 | 0 | 0.20696 | 0.36729 | 245 | 363965.78
H1C2 | 1950s | 0.10688 | 0.031197 | 0 | 0 | 0.86192 | 6 | 32008.03
H1C2 | 1960s | 0.8267 | 0.043507 | 0 | 0.035713 | 0.09408 | 15 | 101091.93
H1C2 | 1970s | 0.76538 | 0 | 0 | 0.23462 | 0 | 11 | 66970.7
H1C2 | 1980s | 0.64365 | 0.35635 | 0 | 0 | 0 | 10 | 63745.32
H1C2 | 1990s | 0 | 1 | 0 | 0 | 0 | 5 | 40020.77
H1C2 | 2000s | 0 | 1 | 0 | 0 | 0 | 5 | 24315.16
H1C2 | pre-1950 | 0.28819 | 0.080791 | 0 | 0.16441 | 0.46661 | 23 | 144010.78
H1C3 | 1950s | 0.52093 | 0.047886 | 0 | 0.17 | 0.26119 | 12 | 37923.97
H1C3 | 1960s | 0.34189 | 0.53994 | 0 | 0 | 0.11817 | 7 | 24352.42
H1C3 | 1970s | 0.90426 | 0.034323 | 0 | 0.061419 | 0 | 18 | 53808.06
H1C3 | 1980s | 0.64614 | 0.35386 | 0 | 0 | 0 | 6 | 27145.56
H1C3 | 1990s | 0.19575 | 0.80425 | 0 | 0 | 0 | 17 | 51810
H1C3 | 2000s | 0.29143 | 0.70857 | 0 | 0 | 0 | 26 | 90698.21
H1C3 | pre-1950 | 0.1367 | 0.0036547 | 0 | 0.045234 | 0.81441 | 15 | 43363.96
H2 | 1950s | 0.40057 | 0.056283 | 0 | 0.33643 | 0.20671 | 23 | 76123.43
H2 | 1960s | 0.49792 | 0.12108 | 0 | 0.33752 | 0.043482 | 11 | 27635.37
H2 | 1970s | 0.78533 | 0.096318 | 0 | 0.080121 | 0.038227 | 37 | 104184.71
H2 | 1980s | 0.46913 | 0.28917 | 0 | 0.2417 | 0 | 13 | 28939.96
H2 | 1990s | 0.063659 | 0.91271 | 0 | 0.023629 | 0 | 50 | 128551.16
H2 | 2000s | 0.033174 | 0.92701 | 0.014208 | 0.025605 | 0 | 39 | 88987.29
H2 | 2010s | 0 | 1 | 0 | 0 | 0 | 2 | 3096.74
H2 | pre-1950 | 0.44535 | 0.080299 | 0 | 0.060873 | 0.41348 | 47 | 111740.25
H3 | 1950s | 0.30461 | 0.26361 | 0 | 0.23912 | 0.19265 | 16 | 28857.84
H3 | 1960s | 0.9168 | 0 | 0 | 0.080505 | 0.0026985 | 18 | 34271.46
H3 | 1970s | 0.48061 | 0.42525 | 0 | 0.094133 | 0 | 24 | 44988.32
H3 | 1980s | 0.44258 | 0.4778 | 0 | 0.079612 | 0 | 20 | 32422.87
H3 | 1990s | 0.25326 | 0.41863 | 0.26856 | 0.059547 | 0 | 25 | 31338.95
H3 | 2000s | 0.047251 | 0.89825 | 0.054495 | 0 | 0 | 25 | 34298
H3 | 2010s | 0 | 1 | 0 | 0 | 0 | 2 | 5916.64
H3 | pre-1950 | 0.60447 | 0.17077 | 0 | 0.051691 | 0.17307 | 28 | 65716.16
H1C2 | 2010s | 0.2 | 0.2 | 0.2 | 0.2 | 0.2 | 0 | 0
H1C3 | 2010s | 0.2 | 0.2 | 0.2 | 0.2 | 0.2 | 0 | 0

## IntWalls
|  | Interzonal Walls | Interzonal Walls | Interzonal Walls | Interzonal Walls | Interzonal Walls
Location | Vintage | R-13 Fiberglass Batt, Gr-1, 2x4, 16 in o.c. | R-19 Fiberglass Batt, Gr-1, 2x6, 24 in o.c. | R-36 Closed Cell Spray Foam, Gr-1, 2x6, 24 in o.c. | R-7 Fiberglass Batt, Gr-1, 2x4, 16 in o.c. | Uninsulated, 2x4, 16 in o.c. | Count | Weight
H1C1 OR | 1950s | 0.48958 | 0.02212 | 0 | 0.17381 | 0.31449 | 16 | 51756.29
H1C1 OR | 1960s | 0.56038 | 0.020315 | 0 | 0.31066 | 0.10865 | 31 | 94932.04
H1C1 OR | 1970s | 0.53769 | 0.10889 | 0 | 0.34502 | 0.0083984 | 36 | 96175.97
H1C1 OR | 1980s | 0.81945 | 0.18055 | 0 | 0 | 0 | 15 | 42583.81
H1C1 OR | 1990s | 0.13361 | 0.79873 | 0 | 0.067665 | 0 | 27 | 92532.92
H1C1 OR | 2000s | 0 | 0.85626 | 0 | 0.12166 | 0.02208 | 19 | 61914.4
H1C1 OR | 2010s | 0 | 1 | 0 | 0 | 0 | 3 | 16810.36
H1C1 OR | pre-1950 | 0.55229 | 0.11723 | 0 | 0.17203 | 0.15845 | 36 | 84039.6
H1C1 WA | 1950s | 0.46914 | 0.011841 | 0 | 0.20788 | 0.31115 | 70 | 127765.12
H1C1 WA | 1960s | 0.54852 | 0.081556 | 0 | 0.26056 | 0.10936 | 91 | 208762.13
H1C1 WA | 1970s | 0.55904 | 0.035263 | 0 | 0.33652 | 0.069177 | 80 | 215271.25
H1C1 WA | 1980s | 0.5361 | 0.3408 | 0 | 0.10312 | 0.019988 | 60 | 184027.5
H1C1 WA | 1990s | 0.10517 | 0.76737 | 0.010765 | 0.06815 | 0.048547 | 58 | 155768.9
H1C1 WA | 2000s | 0.048787 | 0.88843 | 0.01595 | 0.046357 | 0.00047448 | 54 | 174367.43
H1C1 WA | 2010s | 0 | 0 | 1 | 0 | 0 | 1 | 2079.99
H1C1 WA | pre-1950 | 0.36681 | 0.058932 | 0 | 0.20696 | 0.36729 | 245 | 363965.78
H1C2 | 1950s | 0.10688 | 0.031197 | 0 | 0 | 0.86192 | 6 | 32008.03
H1C2 | 1960s | 0.8267 | 0.043507 | 0 | 0.035713 | 0.09408 | 15 | 101091.93
H1C2 | 1970s | 0.76538 | 0 | 0 | 0.23462 | 0 | 11 | 66970.7
H1C2 | 1980s | 0.64365 | 0.35635 | 0 | 0 | 0 | 10 | 63745.32
H1C2 | 1990s | 0 | 1 | 0 | 0 | 0 | 5 | 40020.77
H1C2 | 2000s | 0 | 1 | 0 | 0 | 0 | 5 | 24315.16
H1C2 | pre-1950 | 0.28819 | 0.080791 | 0 | 0.16441 | 0.46661 | 23 | 144010.78
H1C3 | 1950s | 0.52093 | 0.047886 | 0 | 0.17 | 0.26119 | 12 | 37923.97
H1C3 | 1960s | 0.34189 | 0.53994 | 0 | 0 | 0.11817 | 7 | 24352.42
H1C3 | 1970s | 0.90426 | 0.034323 | 0 | 0.061419 | 0 | 18 | 53808.06
H1C3 | 1980s | 0.64614 | 0.35386 | 0 | 0 | 0 | 6 | 27145.56
H1C3 | 1990s | 0.19575 | 0.80425 | 0 | 0 | 0 | 17 | 51810
H1C3 | 2000s | 0.29143 | 0.70857 | 0 | 0 | 0 | 26 | 90698.21
H1C3 | pre-1950 | 0.1367 | 0.0036547 | 0 | 0.045234 | 0.81441 | 15 | 43363.96
H2 | 1950s | 0.40057 | 0.056283 | 0 | 0.33643 | 0.20671 | 23 | 76123.43
H2 | 1960s | 0.49792 | 0.12108 | 0 | 0.33752 | 0.043482 | 11 | 27635.37
H2 | 1970s | 0.78533 | 0.096318 | 0 | 0.080121 | 0.038227 | 37 | 104184.71
H2 | 1980s | 0.46913 | 0.28917 | 0 | 0.2417 | 0 | 13 | 28939.96
H2 | 1990s | 0.063659 | 0.91271 | 0 | 0.023629 | 0 | 50 | 128551.16
H2 | 2000s | 0.033174 | 0.92701 | 0.014208 | 0.025605 | 0 | 39 | 88987.29
H2 | 2010s | 0 | 1 | 0 | 0 | 0 | 2 | 3096.74
H2 | pre-1950 | 0.44535 | 0.080299 | 0 | 0.060873 | 0.41348 | 47 | 111740.25
H3 | 1950s | 0.30461 | 0.26361 | 0 | 0.23912 | 0.19265 | 16 | 28857.84
H3 | 1960s | 0.9168 | 0 | 0 | 0.080505 | 0.0026985 | 18 | 34271.46
H3 | 1970s | 0.48061 | 0.42525 | 0 | 0.094133 | 0 | 24 | 44988.32
H3 | 1980s | 0.44258 | 0.4778 | 0 | 0.079612 | 0 | 20 | 32422.87
H3 | 1990s | 0.25326 | 0.41863 | 0.26856 | 0.059547 | 0 | 25 | 31338.95
H3 | 2000s | 0.047251 | 0.89825 | 0.054495 | 0 | 0 | 25 | 34298
H3 | 2010s | 0 | 1 | 0 | 0 | 0 | 2 | 5916.64
H3 | pre-1950 | 0.60447 | 0.17077 | 0 | 0.051691 | 0.17307 | 28 | 65716.16
H1C2 | 2010s | 0.2 | 0.2 | 0.2 | 0.2 | 0.2 | 0 | 0
H1C3 | 2010s | 0.2 | 0.2 | 0.2 | 0.2 | 0.2 | 0 | 0

## Slab
|  | Slab | Slab | Slab
Location | Vintage | 4ft R5 Perimeter, R5 Gap XPS | Uninsulated | Whole Slab R10, R5 Gap XPS | Count | Weight
H1C1 OR | 1950s | 0 | 1 | 0 | 3 | 11490.32
H1C1 OR | 1960s | 0 | 1 | 0 | 7 | 19891.55
H1C1 OR | 1970s | 0 | 1 | 0 | 5 | 12958.82
H1C1 OR | 1980s | 0.9419 | 0.058099 | 0 | 2 | 13865.46
H1C1 OR | 1990s | 0 | 0.82224 | 0.17776 | 4 | 17090.84
H1C1 OR | 2000s | 0 | 1 | 0 | 1 | 1612.69
H1C1 OR | 2010s | 0 | 1 | 0 | 1 | 8264.94
H1C1 OR | pre-1950 | 0 | 1 | 0 | 8 | 16522.88
H1C1 WA | 1950s | 0 | 1 | 0 | 16 | 30304.5
H1C1 WA | 1960s | 0 | 0.87175 | 0.12825 | 15 | 45635.24
H1C1 WA | 1970s | 0 | 0.94474 | 0.055256 | 21 | 56300.8
H1C1 WA | 1980s | 0 | 0.55602 | 0.44398 | 10 | 27278.38
H1C1 WA | 1990s | 0 | 0.91579 | 0.084206 | 6 | 13649.67
H1C1 WA | 2000s | 0 | 0.32262 | 0.67738 | 10 | 26565.34
H1C1 WA | pre-1950 | 0 | 0.97208 | 0.027923 | 23 | 47317.47
H1C2 | 1950s | 0 | 1 | 0 | 1 | 6932.73
H1C2 | 1960s | 0 | 0 | 1 | 1 | 6932.73
H1C2 | 1970s | 0 | 1 | 0 | 2 | 13865.46
H1C2 | 1980s | 0 | 1 | 0 | 2 | 15197.67
H1C2 | 1990s | 0 | 1 | 0 | 1 | 6932.73
H1C2 | 2000s | 0 | 1 | 0 | 2 | 8837.01
H1C2 | pre-1950 | 0 | 1 | 0 | 3 | 28801.19
H1C3 | 1950s | 0 | 1 | 0 | 2 | 5710.81
H1C3 | 1960s | 0 | 1 | 0 | 1 | 1612.69
H1C3 | 1970s | 0 | 1 | 0 | 3 | 17961.35
H1C3 | 1980s | 0 | 1 | 0 | 3 | 5690.04
H1C3 | 1990s | 0 | 1 | 0 | 3 | 7594.32
H1C3 | 2000s | 0.6532 | 0.3468 | 0 | 2 | 3808.56
H1C3 | pre-1950 | 0 | 1 | 0 | 2 | 5710.81
H2 | 1950s | 0 | 0.90402 | 0.095977 | 5 | 8049.97
H2 | 1960s | 0 | 1 | 0 | 3 | 13537.32
H2 | 1970s | 0 | 1 | 0 | 7 | 28139.75
H2 | 1980s | 0 | 1 | 0 | 3 | 6882.5
H2 | 1990s | 0 | 0.54379 | 0.45621 | 6 | 9214.99
H2 | 2000s | 0 | 0.31555 | 0.68445 | 7 | 14582.7
H2 | 2010s | 0 | 1 | 0 | 1 | 3785.76
H2 | pre-1950 | 0 | 0.94071 | 0.059288 | 7 | 22246.33
H3 | 1950s | 0 | 0.71257 | 0.28743 | 2 | 4035.16
H3 | 1960s | 0 | 1 | 0 | 3 | 7841.69
H3 | 1970s | 0 | 1 | 0 | 4 | 8253.77
H3 | 1980s | 1 | 0 | 0 | 1 | 1144.67
H3 | 1990s | 0 | 0.68178 | 0.31822 | 8 | 12928.03
H3 | 2000s | 0 | 0.61751 | 0.38249 | 3 | 5200.6
H3 | 2010s | 0 | 1 | 0 | 1 | 3785.76
H3 | pre-1950 | 0 | 0.49143 | 0.50857 | 3 | 5406.43
H1C1 WA | 2010s | 0.33333 | 0.33333 | 0.33333 | 0 | 0
H1C2 | 2010s | 0.33333 | 0.33333 | 0.33333 | 0 | 0
H1C3 | 2010s | 0.33333 | 0.33333 | 0.33333 | 0 | 0

## Crawl
|  | Crawlspace | Crawlspace | Crawlspace | Crawlspace | Crawlspace | Crawlspace
Location | Vintage | Ceiling R-13 Fiberglass Batt, Gr-1, Vented | Ceiling R-19 Fiberglass Batt, Gr-1, Vented | Ceiling R-30 Fiberglass Batt, Gr-1, Vented | Uninsulated, Unvented | Uninsulated, Vented | Wall R-13 Fiberglass Batt, Unvented | Count | Weight
H1C1 OR | 1950s | 0.039058 | 0.60907 | 0.018661 | 0.29658 | 0.036631 | 0 | 14 | 50568.27
H1C1 OR | 1960s | 0.090458 | 0.30972 | 0.28272 | 0.076698 | 0.24041 | 0 | 21 | 69720.45
H1C1 OR | 1970s | 0.1318 | 0.40813 | 0.29087 | 0 | 0.1692 | 0 | 29 | 82792.48
H1C1 OR | 1980s | 0.35165 | 0.42161 | 0 | 0.19112 | 0.035622 | 0 | 12 | 34038.39
H1C1 OR | 1990s | 0 | 0.75242 | 0.2037 | 0.043886 | 0 | 0 | 24 | 82374.81
H1C1 OR | 2000s | 0 | 0.38331 | 0.55836 | 0 | 0 | 0.05833 | 18 | 62339.07
H1C1 OR | 2010s | 0 | 0 | 1 | 0 | 0 | 0 | 2 | 8545.42
H1C1 OR | pre-1950 | 0.092827 | 0.26207 | 0.085486 | 0.10386 | 0.45576 | 0 | 29 | 77250.16
H1C1 WA | 1950s | 0.10139 | 0.37671 | 0.051402 | 0.1642 | 0.3063 | 0 | 48 | 99207.84
H1C1 WA | 1960s | 0.24681 | 0.37279 | 0.055092 | 0.13801 | 0.18729 | 0 | 48 | 115958.04
H1C1 WA | 1970s | 0.21499 | 0.4366 | 0.091751 | 0.058135 | 0.19852 | 0 | 60 | 165612.42
H1C1 WA | 1980s | 0.17606 | 0.72787 | 0.0179 | 0.058683 | 0.019479 | 0 | 41 | 134767.56
H1C1 WA | 1990s | 0.033102 | 0.61823 | 0.30115 | 0 | 0.047523 | 0 | 50 | 129329.75
H1C1 WA | 2000s | 0 | 0.46852 | 0.46993 | 0.010068 | 0.051483 | 0 | 45 | 155932.82
H1C1 WA | 2010s | 0 | 0 | 1 | 0 | 0 | 0 | 2 | 4083.7
H1C1 WA | pre-1950 | 0.25402 | 0.40205 | 0.052002 | 0.11208 | 0.17984 | 0 | 129 | 228060.28
H1C2 | 1950s | 0 | 0.60513 | 0 | 0.39487 | 0 | 0 | 5 | 32008.03
H1C2 | 1960s | 0 | 0.39292 | 0.10801 | 0.18772 | 0.31135 | 0 | 13 | 94159.2
H1C2 | 1970s | 0.13436 | 0.089427 | 0.63033 | 0.14588 | 0 | 0 | 9 | 47766.66
H1C2 | 1980s | 0 | 0.36082 | 0 | 0.34211 | 0.01203 | 0.28504 | 9 | 55480.38
H1C2 | 1990s | 0 | 0.46579 | 0.53421 | 0 | 0 | 0 | 5 | 40020.77
H1C2 | 2000s | 0 | 0 | 1 | 0 | 0 | 0 | 2 | 13865.46
H1C2 | pre-1950 | 0.012034 | 0.38056 | 0 | 0.43315 | 0.17425 | 0 | 12 | 87538.83
H1C3 | 1950s | 0.061757 | 0.61646 | 0 | 0.32179 | 0 | 0 | 6 | 15186.61
H1C3 | 1960s | 0 | 0.19339 | 0.31482 | 0.47024 | 0.021544 | 0 | 7 | 23159.96
H1C3 | 1970s | 0 | 0.47448 | 0.14222 | 0 | 0.3336 | 0.049705 | 9 | 32906.58
H1C3 | 1980s | 0 | 0.28464 | 0 | 0.71536 | 0 | 0 | 4 | 12969.97
H1C3 | 1990s | 0 | 0.5132 | 0.062128 | 0.33484 | 0 | 0.089828 | 11 | 42311.4
H1C3 | 2000s | 0.10947 | 0.31523 | 0.53532 | 0.039972 | 0 | 0 | 22 | 81199.61
H1C3 | pre-1950 | 0.18089 | 0.10066 | 0 | 0.35237 | 0.36608 | 0 | 12 | 33867.39
H2 | 1950s | 0 | 0.20131 | 0.038015 | 0.71247 | 0.048212 | 0 | 10 | 27199.56
H2 | 1960s | 0.62382 | 0.17473 | 0 | 0.11488 | 0.050281 | 0.03629 | 9 | 23393.96
H2 | 1970s | 0.076146 | 0.18683 | 0.053754 | 0.55507 | 0.077336 | 0.050859 | 16 | 41775.23
H2 | 1980s | 0.12748 | 0.21298 | 0.012387 | 0.49939 | 0.074522 | 0.073245 | 10 | 22105.25
H2 | 1990s | 0.040834 | 0.17266 | 0.53623 | 0.035848 | 0.014796 | 0.19963 | 29 | 73734.15
H2 | 2000s | 0 | 0.22025 | 0.56123 | 0.12643 | 0 | 0.092095 | 22 | 62914.72
H2 | 2010s | 0 | 0 | 0 | 0 | 0.44665 | 0.55335 | 2 | 3096.74
H2 | pre-1950 | 0.086475 | 0.13387 | 0.075385 | 0.15155 | 0.49302 | 0.059703 | 34 | 93940.09
H3 | 1950s | 0.02619 | 0 | 0 | 0.93337 | 0.040438 | 0 | 6 | 9922.23
H3 | 1960s | 0.21213 | 0.22561 | 0 | 0.56227 | 0 | 0 | 6 | 13964.58
H3 | 1970s | 0.61993 | 0.17267 | 0 | 0.1601 | 0 | 0.047296 | 8 | 14804.87
H3 | 1980s | 0 | 0.060275 | 0.070448 | 0.4314 | 0 | 0.43788 | 11 | 16679.58
H3 | 1990s | 0 | 0.28504 | 0.11392 | 0.44564 | 0 | 0.15541 | 12 | 18667.09
H3 | 2000s | 0 | 0.081445 | 0 | 0.47421 | 0.064827 | 0.37951 | 13 | 18921.13
H3 | 2010s | 0 | 0 | 0 | 0 | 0 | 1 | 1 | 2130.88
H3 | pre-1950 | 0 | 0.20763 | 0.017213 | 0.70507 | 0.070091 | 0 | 16 | 39793.1
H1C2 | 2010s | 0.16667 | 0.16667 | 0.16667 | 0.16667 | 0.16667 | 0.16667 | 0 | 0
H1C3 | 2010s | 0.16667 | 0.16667 | 0.16667 | 0.16667 | 0.16667 | 0.16667 | 0 | 0

## UFBsmt
|  | Unfinished Basement | Unfinished Basement | Unfinished Basement
Location | Vintage | Ceiling R-13 Fiberglass Batt, Gr-1 | Ceiling R-19 Fiberglass Batt, Gr-1 | Uninsulated | Count | Weight
H1C1 OR | 1950s | 0 | 1 | 0 | 1 | 1612.69
H1C1 OR | pre-1950 | 0 | 0.5098 | 0.4902 | 2 | 3225.38
H1C1 WA | 1950s | 0 | 0 | 1 | 1 | 2079.99
H1C1 WA | 1970s | 0 | 1 | 0 | 1 | 2003.71
H1C1 WA | 2000s | 0 | 1 | 0 | 1 | 4956.49
H1C1 WA | pre-1950 | 0.33338 | 0.1662 | 0.50042 | 13 | 21234.95
H1C2 | pre-1950 | 0 | 0 | 1 | 1 | 8264.94
H2 | 1950s | 0 | 1 | 0 | 2 | 3808.56
H2 | 1960s | 0 | 1 | 0 | 1 | 1904.28
H2 | pre-1950 | 0 | 1 | 0 | 4 | 5454.64
H3 | 1960s | 0.21326 | 0.78674 | 0 | 2 | 4978.22
H3 | 1980s | 0 | 0.59048 | 0.40952 | 2 | 3323.34
H3 | 2000s | 0 | 0 | 1 | 1 | 1144.67
H3 | pre-1950 | 0 | 0 | 1 | 1 | 1144.67
H1C1 OR | 1960s | 0.33333 | 0.33333 | 0.33333 | 0 | 0
H1C1 OR | 1970s | 0.33333 | 0.33333 | 0.33333 | 0 | 0
H1C1 OR | 1980s | 0.33333 | 0.33333 | 0.33333 | 0 | 0
H1C1 OR | 1990s | 0.33333 | 0.33333 | 0.33333 | 0 | 0
H1C1 OR | 2000s | 0.33333 | 0.33333 | 0.33333 | 0 | 0
H1C1 OR | 2010s | 0.33333 | 0.33333 | 0.33333 | 0 | 0
H1C1 WA | 1960s | 0.33333 | 0.33333 | 0.33333 | 0 | 0
H1C1 WA | 1980s | 0.33333 | 0.33333 | 0.33333 | 0 | 0
H1C1 WA | 1990s | 0.33333 | 0.33333 | 0.33333 | 0 | 0
H1C1 WA | 2010s | 0.33333 | 0.33333 | 0.33333 | 0 | 0
H1C2 | 1950s | 0.33333 | 0.33333 | 0.33333 | 0 | 0
H1C2 | 1960s | 0.33333 | 0.33333 | 0.33333 | 0 | 0
H1C2 | 1970s | 0.33333 | 0.33333 | 0.33333 | 0 | 0
H1C2 | 1980s | 0.33333 | 0.33333 | 0.33333 | 0 | 0
H1C2 | 1990s | 0.33333 | 0.33333 | 0.33333 | 0 | 0
H1C2 | 2000s | 0.33333 | 0.33333 | 0.33333 | 0 | 0
H1C2 | 2010s | 0.33333 | 0.33333 | 0.33333 | 0 | 0
H1C3 | pre-1950 | 0.33333 | 0.33333 | 0.33333 | 0 | 0
H1C3 | 1950s | 0.33333 | 0.33333 | 0.33333 | 0 | 0
H1C3 | 1960s | 0.33333 | 0.33333 | 0.33333 | 0 | 0
H1C3 | 1970s | 0.33333 | 0.33333 | 0.33333 | 0 | 0
H1C3 | 1980s | 0.33333 | 0.33333 | 0.33333 | 0 | 0
H1C3 | 1990s | 0.33333 | 0.33333 | 0.33333 | 0 | 0
H1C3 | 2000s | 0.33333 | 0.33333 | 0.33333 | 0 | 0
H1C3 | 2010s | 0.33333 | 0.33333 | 0.33333 | 0 | 0
H2 | 1970s | 0.33333 | 0.33333 | 0.33333 | 0 | 0
H2 | 1980s | 0.33333 | 0.33333 | 0.33333 | 0 | 0
H2 | 1990s | 0.33333 | 0.33333 | 0.33333 | 0 | 0
H2 | 2000s | 0.33333 | 0.33333 | 0.33333 | 0 | 0
H2 | 2010s | 0.33333 | 0.33333 | 0.33333 | 0 | 0
H3 | 1950s | 0.33333 | 0.33333 | 0.33333 | 0 | 0
H3 | 1970s | 0.33333 | 0.33333 | 0.33333 | 0 | 0
H3 | 1990s | 0.33333 | 0.33333 | 0.33333 | 0 | 0
H3 | 2010s | 0.33333 | 0.33333 | 0.33333 | 0 | 0

## FBsmt
|  | Finished Basement | Finished Basement | Finished Basement | Finished Basement
Location | Vintage | Uninsulated | Whole Wall R-10 XPS | Whole Wall R-15 XPS | Whole Wall R-5 XPS | Count | Weight
H1C1 OR | 1950s | 1 | 0 | 0 | 0 | 1 | 1188.02
H1C1 OR | 1960s | 1 | 0 | 0 | 0 | 6 | 25211.59
H1C1 OR | 1970s | 1 | 0 | 0 | 0 | 7 | 16184.2
H1C1 OR | 1980s | 1 | 0 | 0 | 0 | 1 | 6932.73
H1C1 OR | 1990s | 0.86924 | 0 | 0.13076 | 0 | 5 | 18703.53
H1C1 OR | 2000s | 1 | 0 | 0 | 0 | 2 | 8120.75
H1C1 OR | pre-1950 | 0.77073 | 0 | 0.22927 | 0 | 3 | 3988.73
H1C1 WA | 1950s | 0.89137 | 0.0067955 | 0.10184 | 0 | 19 | 38543.6
H1C1 WA | 1960s | 0.8679 | 0.089407 | 0.042689 | 0 | 30 | 82158.41
H1C1 WA | 1970s | 1 | 0 | 0 | 0 | 16 | 42920.09
H1C1 WA | 1980s | 0.96534 | 0.034656 | 0 | 0 | 13 | 38018.62
H1C1 WA | 1990s | 0.90843 | 0 | 0.091567 | 0 | 8 | 28069.64
H1C1 WA | 2000s | 1 | 0 | 0 | 0 | 4 | 9949.65
H1C1 WA | pre-1950 | 0.95085 | 0.014563 | 0.034582 | 0 | 107 | 175793.25
H1C2 | 1950s | 1 | 0 | 0 | 0 | 1 | 6932.73
H1C2 | 1960s | 1 | 0 | 0 | 0 | 5 | 40002.23
H1C2 | 1970s | 1 | 0 | 0 | 0 | 2 | 19204.04
H1C2 | 1990s | 1 | 0 | 0 | 0 | 1 | 12271.31
H1C2 | 2000s | 1 | 0 | 0 | 0 | 1 | 6932.73
H1C2 | pre-1950 | 0.97958 | 0.020417 | 0 | 0 | 14 | 97397.92
H1C3 | 1950s | 1 | 0 | 0 | 0 | 6 | 18951.6
H1C3 | 1960s | 1 | 0 | 0 | 0 | 1 | 1192.46
H1C3 | 1970s | 1 | 0 | 0 | 0 | 11 | 35077.07
H1C3 | 1980s | 1 | 0 | 0 | 0 | 2 | 14175.59
H1C3 | 1990s | 1 | 0 | 0 | 0 | 3 | 7594.32
H1C3 | 2000s | 0.85743 | 0.14257 | 0 | 0 | 4 | 19865.63
H1C3 | pre-1950 | 1 | 0 | 0 | 0 | 7 | 24639.61
H2 | 1950s | 1 | 0 | 0 | 0 | 16 | 53186.05
H2 | 1960s | 1 | 0 | 0 | 0 | 4 | 8027.17
H2 | 1970s | 0.98912 | 0.01088 | 0 | 0 | 20 | 62890.12
H2 | 1980s | 1 | 0 | 0 | 0 | 6 | 9215.41
H2 | 1990s | 0.92236 | 0 | 0.077639 | 0 | 22 | 58623.54
H2 | 2000s | 0.96204 | 0 | 0.037959 | 0 | 13 | 22243.24
H2 | 2010s | 1 | 0 | 0 | 0 | 2 | 3096.74
H2 | pre-1950 | 0.96681 | 0 | 0.033186 | 0 | 21 | 68334.3
H3 | 1950s | 1 | 0 | 0 | 0 | 13 | 22691.8
H3 | 1960s | 0.87408 | 0.085077 | 0.040846 | 0 | 13 | 25507.06
H3 | 1970s | 0.89612 | 0.04039 | 0.063492 | 0 | 15 | 31328.12
H3 | 1980s | 1 | 0 | 0 | 0 | 10 | 19066.63
H3 | 1990s | 0.9128 | 0.087204 | 0 | 0 | 9 | 12370.03
H3 | 2000s | 0.7718 | 0 | 0 | 0.2282 | 8 | 11368.73
H3 | pre-1950 | 0.96229 | 0.037705 | 0 | 0 | 21 | 48886.74
H1C1 OR | 2010s | 0.25 | 0.25 | 0.25 | 0.25 | 0 | 0
H1C1 WA | 2010s | 0.25 | 0.25 | 0.25 | 0.25 | 0 | 0
H1C2 | 1980s | 0.25 | 0.25 | 0.25 | 0.25 | 0 | 0
H1C2 | 2010s | 0.25 | 0.25 | 0.25 | 0.25 | 0 | 0
H1C3 | 2010s | 0.25 | 0.25 | 0.25 | 0.25 | 0 | 0
H3 | 2010s | 0.25 | 0.25 | 0.25 | 0.25 | 0 | 0

## PierBeam
|  | Pier & Beam | Pier & Beam | Pier & Beam | Pier & Beam | Pier & Beam
Location | Vintage | Uninsulated | Ceiling R-13 Fiberglass Batt, Gr-1 | Ceiling R-19 Fiberglass Batt, Gr-1 | Ceiling R-30 Fiberglass Batt, Gr-1 | Ceiling R-38 Fiberglass Batt, Gr-1 | Check Sum | Source
H1C1 OR | 1950s | 1 | 0 | 0 | 0 | 0 | 1 | placeholder data
H1C1 OR | 1960s | 1 | 0 | 0 | 0 | 0 | 1 | placeholder data
H1C1 OR | 1970s | 1 | 0 | 0 | 0 | 0 | 1 | placeholder data
H1C1 OR | 1980s | 1 | 0 | 0 | 0 | 0 | 1 | placeholder data
H1C1 OR | 1990s | 1 | 0 | 0 | 0 | 0 | 1 | placeholder data
H1C1 OR | 2000s | 1 | 0 | 0 | 0 | 0 | 1 | placeholder data
H1C1 OR | 2010s | 1 | 0 | 0 | 0 | 0 | 1 | placeholder data
H1C1 OR | pre-1950 | 1 | 0 | 0 | 0 | 0 | 1 | placeholder data
H1C1 WA | 1950s | 1 | 0 | 0 | 0 | 0 | 1 | placeholder data
H1C1 WA | 1960s | 1 | 0 | 0 | 0 | 0 | 1 | placeholder data
H1C1 WA | 1970s | 1 | 0 | 0 | 0 | 0 | 1 | placeholder data
H1C1 WA | 1980s | 1 | 0 | 0 | 0 | 0 | 1 | placeholder data
H1C1 WA | 1990s | 1 | 0 | 0 | 0 | 0 | 1 | placeholder data
H1C1 WA | 2000s | 1 | 0 | 0 | 0 | 0 | 1 | placeholder data
H1C1 WA | 2010s | 1 | 0 | 0 | 0 | 0 | 1 | placeholder data
H1C1 WA | pre-1950 | 1 | 0 | 0 | 0 | 0 | 1 | placeholder data
H1C2 | 1950s | 1 | 0 | 0 | 0 | 0 | 1 | placeholder data
H1C2 | 1960s | 1 | 0 | 0 | 0 | 0 | 1 | placeholder data
H1C2 | 1970s | 1 | 0 | 0 | 0 | 0 | 1 | placeholder data
H1C2 | 1980s | 1 | 0 | 0 | 0 | 0 | 1 | placeholder data
H1C2 | 1990s | 1 | 0 | 0 | 0 | 0 | 1 | placeholder data
H1C2 | 2000s | 1 | 0 | 0 | 0 | 0 | 1 | placeholder data
H1C2 | pre-1950 | 1 | 0 | 0 | 0 | 0 | 1 | placeholder data
H1C3 | 1950s | 1 | 0 | 0 | 0 | 0 | 1 | placeholder data
H1C3 | 1960s | 1 | 0 | 0 | 0 | 0 | 1 | placeholder data
H1C3 | 1970s | 1 | 0 | 0 | 0 | 0 | 1 | placeholder data
H1C3 | 1980s | 1 | 0 | 0 | 0 | 0 | 1 | placeholder data
H1C3 | 1990s | 1 | 0 | 0 | 0 | 0 | 1 | placeholder data
H1C3 | 2000s | 1 | 0 | 0 | 0 | 0 | 1 | placeholder data
H1C3 | pre-1950 | 1 | 0 | 0 | 0 | 0 | 1 | placeholder data
H2 | 1950s | 1 | 0 | 0 | 0 | 0 | 1 | placeholder data
H2 | 1960s | 1 | 0 | 0 | 0 | 0 | 1 | placeholder data
H2 | 1970s | 1 | 0 | 0 | 0 | 0 | 1 | placeholder data
H2 | 1980s | 1 | 0 | 0 | 0 | 0 | 1 | placeholder data
H2 | 1990s | 1 | 0 | 0 | 0 | 0 | 1 | placeholder data
H2 | 2000s | 1 | 0 | 0 | 0 | 0 | 1 | placeholder data
H2 | 2010s | 1 | 0 | 0 | 0 | 0 | 1 | placeholder data
H2 | pre-1950 | 1 | 0 | 0 | 0 | 0 | 1 | placeholder data
H3 | 1950s | 1 | 0 | 0 | 0 | 0 | 1 | placeholder data
H3 | 1960s | 1 | 0 | 0 | 0 | 0 | 1 | placeholder data
H3 | 1970s | 1 | 0 | 0 | 0 | 0 | 1 | placeholder data
H3 | 1980s | 1 | 0 | 0 | 0 | 0 | 1 | placeholder data
H3 | 1990s | 1 | 0 | 0 | 0 | 0 | 1 | placeholder data
H3 | 2000s | 1 | 0 | 0 | 0 | 0 | 1 | placeholder data
H3 | 2010s | 1 | 0 | 0 | 0 | 0 | 1 | placeholder data
H3 | pre-1950 | 1 | 0 | 0 | 0 | 0 | 1 | placeholder data
H1C2 | 2010s | 1 | 0 | 0 | 0 | 0 | 1 | placeholder data
H1C3 | 2010s | 1 | 0 | 0 | 0 | 0 | 1 | placeholder data

## IntFloor
|  | Interzonal Floor | Interzonal Floor | Interzonal Floor
Location | Vintage | R-13 Fiberglass Batt, Gr-1 | R-19 Fiberglass Batt, Gr-1 | Uninsulated | Count | Weight
H1C1 OR | 1960s | 0.10943 | 0 | 0.89057 | 5 | 18278.86
H1C1 OR | 1970s | 0.22048 | 0 | 0.77952 | 3 | 9733.44
H1C1 OR | 1980s | 0.6189 | 0.3811 | 0 | 2 | 8545.42
H1C1 OR | 1990s | 0.36405 | 0.35736 | 0.27859 | 8 | 28436.97
H1C1 OR | 2000s | 0.58014 | 0.41986 | 0 | 3 | 10158.11
H1C1 OR | 2010s | 0 | 1 | 0 | 1 | 6932.73
H1C1 OR | pre-1950 | 0.66216 | 0 | 0.33784 | 2 | 2800.71
H1C1 WA | 1950s | 0.36791 | 0.18807 | 0.44402 | 9 | 18471.28
H1C1 WA | 1960s | 0.54623 | 0.23625 | 0.21752 | 15 | 47671.2
H1C1 WA | 1970s | 0.533 | 0.24594 | 0.22107 | 12 | 30926.99
H1C1 WA | 1980s | 0.44794 | 0.53099 | 0.021067 | 12 | 36820.25
H1C1 WA | 1990s | 0.057004 | 0.943 | 0 | 7 | 22078.97
H1C1 WA | 2000s | 0.21375 | 0.78625 | 0 | 18 | 61928.95
H1C1 WA | 2010s | 1 | 0 | 0 | 1 | 2079.99
H1C1 WA | pre-1950 | 0.41512 | 0.10597 | 0.4789 | 20 | 33300
H1C2 | 1980s | 0.59777 | 0.40223 | 0 | 3 | 15478.15
H1C2 | 2000s | 0 | 1 | 0 | 1 | 1612.69
H1C3 | 1950s | 0.62588 | 0.37412 | 0 | 2 | 5690.04
H1C3 | 1970s | 0.34043 | 0.19232 | 0.46725 | 4 | 5712.84
H1C3 | 1990s | 1 | 0 | 0 | 1 | 3785.76
H1C3 | 2000s | 0.64841 | 0.35159 | 0 | 6 | 25312.26
H1C3 | pre-1950 | 0 | 0 | 1 | 1 | 1612.69
H2 | 1950s | 0 | 0.085851 | 0.91415 | 2 | 13463.77
H2 | 1960s | 0 | 1 | 0 | 1 | 1904.28
H2 | 1980s | 0 | 0.64845 | 0.35155 | 3 | 3829.33
H2 | 1990s | 0.48532 | 0.24755 | 0.26713 | 10 | 29237.25
H2 | 2000s | 0.23304 | 0.76696 | 0 | 7 | 14978.23
H2 | 2010s | 0 | 0 | 1 | 1 | 1192.46
H2 | pre-1950 | 0 | 0.46048 | 0.53952 | 2 | 3096.74
H3 | 1950s | 0 | 1 | 0 | 1 | 1192.46
H3 | 1970s | 0 | 1 | 0 | 1 | 2130.88
H3 | 2000s | 0.1912 | 0.43153 | 0.37726 | 3 | 4515.8
H1C1 OR | 1950s | 0.33333 | 0.33333 | 0.33333 | 0 | 0
H1C2 | pre-1950 | 0.33333 | 0.33333 | 0.33333 | 0 | 0
H1C2 | 1950s | 0.33333 | 0.33333 | 0.33333 | 0 | 0
H1C2 | 1960s | 0.33333 | 0.33333 | 0.33333 | 0 | 0
H1C2 | 1970s | 0.33333 | 0.33333 | 0.33333 | 0 | 0
H1C2 | 1990s | 0.33333 | 0.33333 | 0.33333 | 0 | 0
H1C2 | 2010s | 0.33333 | 0.33333 | 0.33333 | 0 | 0
H1C3 | 1960s | 0.33333 | 0.33333 | 0.33333 | 0 | 0
H1C3 | 1980s | 0.33333 | 0.33333 | 0.33333 | 0 | 0
H1C3 | 2010s | 0.33333 | 0.33333 | 0.33333 | 0 | 0
H2 | 1970s | 0.33333 | 0.33333 | 0.33333 | 0 | 0
H3 | pre-1950 | 0.33333 | 0.33333 | 0.33333 | 0 | 0
H3 | 1960s | 0.33333 | 0.33333 | 0.33333 | 0 | 0
H3 | 1980s | 0.33333 | 0.33333 | 0.33333 | 0 | 0
H3 | 1990s | 0.33333 | 0.33333 | 0.33333 | 0 | 0
H3 | 2010s | 0.33333 | 0.33333 | 0.33333 | 0 | 0

## Win
|  | Windows | Windows | Windows | Windows | Windows | Windows | Windows
Location | Vintage | Clear, Double, Metal, Air | Clear, Double, Non-metal, Air | Clear, Double, Thermal-Break, Air | Clear, Single, Metal | Clear, Single, Non-metal | Low-E, Double, Non-metal, Air, M-Gain | Low-E, Triple, Non-metal, Air, L-Gain | Count | Weight
H1C1 OR | 1950s | 0.046984 | 0.68762 | 0.17483 | 0 | 0.0072509 | 0.083321 | 0 | 20 | 51756.29
H1C1 OR | 1960s | 0.095006 | 0.29375 | 0.075861 | 0.12574 | 0.015492 | 0.39236 | 0.0017887 | 42 | 94932.04
H1C1 OR | 1970s | 0.17676 | 0.33345 | 0.18063 | 0.053986 | 0.0036194 | 0.25156 | 0 | 44 | 96175.97
H1C1 OR | 1980s | 0.4284 | 0.25899 | 0.047203 | 0 | 0 | 0.26541 | 0 | 17 | 42583.81
H1C1 OR | 1990s | 0 | 0.51475 | 0 | 0 | 0 | 0.48525 | 0 | 29 | 94145.61
H1C1 OR | 2000s | 0 | 0.27201 | 0 | 0 | 0.00045172 | 0.72753 | 0 | 21 | 63527.09
H1C1 OR | 2010s | 0 | 0 | 0 | 0 | 0 | 1 | 0 | 3 | 16810.36
H1C1 OR | pre-1950 | 0.013659 | 0.37128 | 0.1454 | 0.017612 | 0.051767 | 0.3651 | 0.035183 | 46 | 82426.91
H1C1 WA | 1950s | 0.2092 | 0.4879 | 0.028523 | 0.068449 | 0.049986 | 0.15594 | 0 | 84 | 129828.9
H1C1 WA | 1960s | 0.1413 | 0.3406 | 0.091478 | 0.076292 | 0.037417 | 0.29861 | 0.014307 | 109 | 210842.12
H1C1 WA | 1970s | 0.2622 | 0.42783 | 0.05133 | 0.019652 | 0.00078332 | 0.22651 | 0.011696 | 100 | 221358.66
H1C1 WA | 1980s | 0.3203 | 0.49304 | 0 | 0.0019713 | 0.00081051 | 0.1755 | 0.008382 | 75 | 186107.49
H1C1 WA | 1990s | 0.035534 | 0.45832 | 0.011538 | 0 | 0.035369 | 0.45924 | 0 | 60 | 155768.9
H1C1 WA | 2000s | 0.041818 | 0.41308 | 0 | 0 | 0.00077982 | 0.54432 | 0 | 64 | 179323.92
H1C1 WA | 2010s | 0 | 0 | 0 | 0 | 0 | 1 | 0 | 2 | 4083.7
H1C1 WA | pre-1950 | 0.083335 | 0.41928 | 0.081531 | 0.024666 | 0.23301 | 0.15818 | 0 | 295 | 365587.28
H1C2 | 1950s | 0 | 0.39154 | 0 | 0 | 0.12795 | 0.48051 | 0 | 5 | 32008.03
H1C2 | 1960s | 0.0059174 | 0.33525 | 0.0077666 | 0.025717 | 0.012475 | 0.54649 | 0.066386 | 19 | 101091.93
H1C2 | 1970s | 0.24704 | 0.062015 | 0.099972 | 0.07562 | 0 | 0.51535 | 0 | 12 | 66970.7
H1C2 | 1980s | 0.16035 | 0.46761 | 0.031246 | 0 | 0 | 0.3408 | 0 | 12 | 63745.32
H1C2 | 1990s | 0 | 0.59207 | 0 | 0 | 0 | 0.40793 | 0 | 5 | 40020.77
H1C2 | 2000s | 0 | 0.283 | 0 | 0 | 0 | 0.717 | 0 | 6 | 24315.16
H1C2 | pre-1950 | 0 | 0.32011 | 0.36583 | 0.0017961 | 0.083639 | 0.22863 | 0 | 34 | 158207.14
H1C3 | 1950s | 0.027139 | 0.15212 | 0.21182 | 0 | 0 | 0.60892 | 0 | 16 | 37923.97
H1C3 | 1960s | 0.084708 | 0.55932 | 0.011358 | 0.015144 | 0 | 0.32947 | 0 | 9 | 24352.42
H1C3 | 1970s | 0.32277 | 0.26881 | 0.088078 | 0.011174 | 0.00047215 | 0.30869 | 0 | 22 | 66079.37
H1C3 | 1980s | 0.11393 | 0.67199 | 0 | 0 | 0 | 0.21408 | 0 | 6 | 27145.56
H1C3 | 1990s | 0 | 0.42696 | 0 | 0 | 0.00077418 | 0.57227 | 0 | 16 | 51810
H1C3 | 2000s | 0 | 0.75945 | 0 | 0 | 0 | 0.24055 | 0 | 27 | 90698.21
H1C3 | pre-1950 | 0.097193 | 0.32747 | 0.30591 | 0.076641 | 0.07684 | 0.11595 | 0 | 18 | 43363.96
H2 | 1950s | 0.068618 | 0.49653 | 0.15119 | 0.0050521 | 0.037132 | 0.24148 | 0 | 36 | 79931.99
H2 | 1960s | 0.1946 | 0.67628 | 0.020453 | 0.012989 | 0.016442 | 0.079237 | 0 | 19 | 41172.69
H2 | 1970s | 0.22069 | 0.39146 | 0.006571 | 0.0031874 | 0.01299 | 0.36511 | 0 | 50 | 104184.71
H2 | 1980s | 0.27503 | 0.34241 | 0.050856 | 0.071434 | 0 | 0.26027 | 0 | 21 | 32036.7
H2 | 1990s | 0 | 0.60073 | 0.019146 | 0 | 0 | 0.30715 | 0.072971 | 54 | 130682.04
H2 | 2000s | 0 | 0.62406 | 0 | 0 | 0 | 0.33713 | 0.038805 | 39 | 90912.34
H2 | 2010s | 0 | 0.22617 | 0 | 0 | 0 | 0.77383 | 0 | 3 | 6882.5
H2 | pre-1950 | 0.081598 | 0.25395 | 0.41242 | 0.011627 | 0.095644 | 0.14476 | 0 | 53 | 115548.81
H3 | 1950s | 0.14151 | 0.46979 | 0.083863 | 0 | 0.041683 | 0.26315 | 0 | 24 | 28857.84
H3 | 1960s | 0.059567 | 0.60263 | 0.087842 | 0.0031123 | 0.014977 | 0.23187 | 0 | 27 | 38533.22
H3 | 1970s | 0.021067 | 0.38621 | 0.064309 | 0 | 0.0019511 | 0.48263 | 0.043836 | 35 | 50904.96
H3 | 1980s | 0 | 0.42885 | 0.076788 | 0.0090601 | 0 | 0.4853 | 0 | 26 | 32422.87
H3 | 1990s | 0 | 0.37644 | 0 | 0.005314 | 0 | 0.61824 | 0 | 23 | 35124.71
H3 | 2000s | 0 | 0.43049 | 0 | 0 | 0 | 0.56951 | 0 | 24 | 35490.46
H3 | 2010s | 0 | 0.86451 | 0 | 0 | 0 | 0.13549 | 0 | 3 | 5916.64
H3 | pre-1950 | 0.068079 | 0.28008 | 0.19129 | 0.027444 | 0.051515 | 0.343 | 0.038592 | 38 | 67847.04
H1C2 | 2010s | 0.14286 | 0.14286 | 0.14286 | 0.14286 | 0.14286 | 0.14286 | 0.14286 | 0 | 0
H1C3 | 2010s | 0.14286 | 0.14286 | 0.14286 | 0.14286 | 0.14286 | 0.14286 | 0.14286 | 0 | 0

## Inf
|  | Air Leakage | Air Leakage | Air Leakage | Air Leakage | Air Leakage | Air Leakage | Air Leakage | Air Leakage
Vintage | Size | 10 ACH50 | 15 ACH50 | 2 ACH50 | 20 ACH50 | 25 ACH50 | 4 ACH50 | 6 ACH50 | 8 ACH50 | Count | Weight
1950s | 0-1499 | 0.26633 | 0.4778 | 0 | 0.13662 | 0.087781 | 0 | 0.031477 | 0 | 14 | 60497.39
1950s | 1500-2499 | 0.27945 | 0.032313 | 0.01923 | 0.10793 | 0.066676 | 0.19789 | 0.26296 | 0.033543 | 16 | 62010.14
1950s | 2500-3499 | 0.19838 | 0.16619 | 0 | 0 | 0 | 0.3808 | 0.25463 | 0 | 9 | 29824.73
1950s | 3500-4499 | 1 | 0 | 0 | 0 | 0 | 0 | 0 | 0 | 1 | 2003.71
1960s | 0-1499 | 0.39617 | 0.090877 | 0 | 0.23497 | 0.087754 | 0 | 0.040196 | 0.15003 | 19 | 94183.09
1960s | 1500-2499 | 0.32362 | 0.12924 | 0 | 0.13938 | 0 | 0.068337 | 0 | 0.33942 | 24 | 103330.09
1960s | 2500-3499 | 0.15335 | 0 | 0 | 0.16403 | 0 | 0.028214 | 0 | 0.65441 | 9 | 42265.4
1960s | 3500-4499 | 0.25603 | 0 | 0 | 0 | 0 | 0 | 0.74397 | 0 | 3 | 19358.68
1970s | 0-1499 | 0.28487 | 0.25413 | 0 | 0.051455 | 0.021593 | 0.039301 | 0.154 | 0.19465 | 21 | 96327.17
1970s | 1500-2499 | 0.32827 | 0.064742 | 0.030344 | 0.049249 | 0.039727 | 0.064502 | 0.14259 | 0.28058 | 29 | 124762.96
1970s | 2500-3499 | 0.12384 | 0 | 0 | 0 | 0 | 0.4315 | 0.44466 | 0 | 15 | 45381.7
1970s | 3500-4499 | 0 | 0 | 0 | 0 | 0 | 0 | 1 | 0 | 1 | 4956.49
1970s | 4500+ | 0 | 0 | 0 | 0 | 0 | 0 | 0 | 1 | 1 | 6932.73
1980s | 0-1499 | 0.14309 | 0.04696 | 0 | 0 | 0.048879 | 0 | 0.47992 | 0.28116 | 11 | 40993.65
1980s | 1500-2499 | 0.10268 | 0 | 0 | 0.073408 | 0.10268 | 0.2434 | 0.22834 | 0.24949 | 15 | 67520.18
1980s | 2500-3499 | 0.26348 | 0.18426 | 0.10062 | 0 | 0 | 0.040527 | 0.41111 | 0 | 8 | 37623.71
1980s | 3500-4499 | 0.85829 | 0 | 0 | 0 | 0 | 0 | 0.14171 | 0 | 2 | 8077.4
1980s | 4500+ | 0 | 0 | 0 | 0 | 0 | 0 | 0 | 1 | 1 | 6932.73
1990s | 0-1499 | 0.46647 | 0.27129 | 0 | 0 | 0 | 0.033091 | 0 | 0.22914 | 12 | 48734.57
1990s | 1500-2499 | 0.12224 | 0 | 0.053368 | 0 | 0 | 0.06159 | 0.15534 | 0.60747 | 19 | 92386.11
1990s | 2500-3499 | 0.625 | 0 | 0.018814 | 0 | 0 | 0.16329 | 0.15456 | 0.03834 | 15 | 60841.55
1990s | 3500-4499 | 0 | 0.22599 | 0.037313 | 0 | 0 | 0.28412 | 0.40001 | 0.052569 | 7 | 30677.59
1990s | 4500+ | 0 | 0 | 0 | 0 | 0 | 0 | 1 | 0 | 2 | 6569.18
2000s | 0-1499 | 0.15834 | 0 | 0.086463 | 0 | 0.15834 | 0.13513 | 0.17345 | 0.28829 | 11 | 43784.95
2000s | 1500-2499 | 0.14294 | 0.070581 | 0 | 0.018197 | 0 | 0.21829 | 0.32802 | 0.22196 | 28 | 117099.27
2000s | 2500-3499 | 0 | 0.29816 | 0.088578 | 0 | 0 | 0.44039 | 0.17288 | 0 | 19 | 64237.65
2000s | 3500-4499 | 0 | 0 | 0 | 0 | 0 | 0.13935 | 0.54503 | 0.31562 | 5 | 13814.56
2000s | 4500+ | 0 | 0 | 0 | 0 | 0 | 1 | 0 | 0 | 1 | 1144.67
2010s | 1500-2499 | 0 | 0 | 0 | 0 | 0 | 0 | 0.45617 | 0.54383 | 2 | 15197.67
pre-1950 | 0-1499 | 0.066993 | 0.38028 | 0 | 0.25766 | 0.24418 | 0 | 0 | 0.050891 | 28 | 99069.14
pre-1950 | 1500-2499 | 0.21438 | 0.34924 | 0 | 0.079611 | 0.010903 | 0.074339 | 0.1462 | 0.12532 | 36 | 139843.33
pre-1950 | 2500-3499 | 0.2748 | 0.11708 | 0 | 0.27479 | 0 | 0 | 0.20943 | 0.1239 | 19 | 48742.49
pre-1950 | 3500-4499 | 0.39745 | 0.041985 | 0 | 0 | 0 | 0.10852 | 0 | 0.45204 | 7 | 34885.65
pre-1950 | 4500+ | 0.125 | 0.125 | 0.125 | 0.125 | 0.125 | 0.125 | 0.125 | 0.125 | 0 | 0
1950s | 4500+ | 0.125 | 0.125 | 0.125 | 0.125 | 0.125 | 0.125 | 0.125 | 0.125 | 0 | 0
1960s | 4500+ | 0.125 | 0.125 | 0.125 | 0.125 | 0.125 | 0.125 | 0.125 | 0.125 | 0 | 0
2010s | 0-1499 | 0.125 | 0.125 | 0.125 | 0.125 | 0.125 | 0.125 | 0.125 | 0.125 | 0 | 0
2010s | 2500-3499 | 0.125 | 0.125 | 0.125 | 0.125 | 0.125 | 0.125 | 0.125 | 0.125 | 0 | 0
2010s | 3500-4499 | 0.125 | 0.125 | 0.125 | 0.125 | 0.125 | 0.125 | 0.125 | 0.125 | 0 | 0
2010s | 4500+ | 0.125 | 0.125 | 0.125 | 0.125 | 0.125 | 0.125 | 0.125 | 0.125 | 0 | 0

## Clg
|  | Central Air Conditioner | Central Air Conditioner | Central Air Conditioner | Central Air Conditioner | Central Air Conditioner | Room Air Conditioner | Room Air Conditioner | Room Air Conditioner | Room Air Conditioner
Location | Vintage | None | SEER 10 | SEER 13 | SEER 15 | SEER 8 | EER 9.8 | EER 9.8, 20% Conditioned | EER 9.8, 30% Conditioned | None | Count | Weight
H1C1 OR | 1950s | 0.62109 | 0.19085 | 0 | 0.022954 | 0.16511 | 0 | 0.062319 | 0.022954 | 0.91473 | 15 | 51756.29
H1C1 OR | 1960s | 0.47003 | 0.25635 | 0.012514 | 0.012514 | 0.24859 | 0 | 0.025029 | 0.16304 | 0.81193 | 27 | 94932.04
H1C1 OR | 1970s | 0.60813 | 0.26214 | 0.033536 | 0.067072 | 0.029121 | 0 | 0.12741 | 0 | 0.87259 | 34 | 96175.97
H1C1 OR | 1980s | 0.65782 | 0.22857 | 0.075742 | 0.037871 | 0 | 0 | 0 | 0.037871 | 0.96213 | 14 | 42583.81
H1C1 OR | 1990s | 0.53055 | 0.15478 | 0.18154 | 0.025238 | 0.1079 | 0 | 0.073638 | 0 | 0.92636 | 27 | 94145.61
H1C1 OR | 2000s | 0.61741 | 0.050772 | 0.1786 | 0 | 0.15322 | 0 | 0 | 0 | 1 | 19 | 63527.09
H1C1 OR | 2010s | 0.90407 | 0 | 0 | 0.095934 | 0 | 0 | 0 | 0 | 1 | 3 | 16810.36
H1C1 OR | pre-1950 | 0.86499 | 0 | 0.01919 | 0.11582 | 0 | 0.098346 | 0.11582 | 0.014136 | 0.7717 | 33 | 84039.6
H1C1 WA | 1950s | 0.84819 | 0.011156 | 0.022312 | 0.037751 | 0.080592 | 0 | 0.0087656 | 0 | 0.99123 | 62 | 131293.59
H1C1 WA | 1960s | 0.82431 | 0.029217 | 0.037232 | 0.080368 | 0.028872 | 0 | 0.049462 | 0 | 0.95054 | 79 | 210842.12
H1C1 WA | 1970s | 0.75931 | 0.069374 | 0.027845 | 0.084099 | 0.059378 | 0 | 0.034117 | 0.0090519 | 0.95683 | 80 | 221358.66
H1C1 WA | 1980s | 0.77099 | 0.060161 | 0.076693 | 0.048165 | 0.043993 | 0 | 0.034825 | 0.026632 | 0.93854 | 58 | 186107.49
H1C1 WA | 1990s | 0.71633 | 0.09642 | 0.034094 | 0.094635 | 0.058526 | 0 | 0.045173 | 0.013353 | 0.94147 | 58 | 155768.9
H1C1 WA | 2000s | 0.69069 | 0.15807 | 0.073611 | 0.066453 | 0.011174 | 0 | 0.038814 | 0 | 0.96119 | 53 | 179323.92
H1C1 WA | 2010s | 1 | 0 | 0 | 0 | 0 | 0 | 0 | 0 | 1 | 2 | 4083.7
H1C1 WA | pre-1950 | 0.96869 | 0.0056133 | 0.013681 | 0.0039528 | 0.0080677 | 0 | 0.027113 | 0.0031059 | 0.96978 | 199 | 370543.77
H1C2 | 1950s | 0.74179 | 0 | 0 | 0.25821 | 0 | 0 | 0.25821 | 0 | 0.74179 | 5 | 32008.03
H1C2 | 1960s | 0.60689 | 0.12139 | 0.15034 | 0 | 0.12139 | 0 | 0.068578 | 0.081757 | 0.84966 | 14 | 101091.93
H1C2 | 1970s | 0.45805 | 0.28675 | 0.20704 | 0.048161 | 0 | 0 | 0 | 0.12341 | 0.87659 | 11 | 66970.7
H1C2 | 1980s | 0.46033 | 0 | 0 | 0.10876 | 0.43092 | 0 | 0 | 0 | 1 | 9 | 63745.32
H1C2 | 1990s | 0.17323 | 0.34692 | 0.17323 | 0.30662 | 0 | 0 | 0.17323 | 0 | 0.82677 | 5 | 40020.77
H1C2 | 2000s | 0.92168 | 0 | 0.078317 | 0 | 0 | 0 | 0 | 0 | 1 | 5 | 24315.16
H1C2 | pre-1950 | 0.86012 | 0 | 0.096062 | 0 | 0.043821 | 0 | 0.16047 | 0 | 0.83953 | 22 | 158207.14
H1C3 | 1950s | 0.59955 | 0.050213 | 0.19965 | 0 | 0.15059 | 0.050213 | 0 | 0.099825 | 0.84996 | 12 | 37923.97
H1C3 | 1960s | 0.048967 | 0.49485 | 0.15546 | 0.07905 | 0.22168 | 0 | 0 | 0 | 1 | 7 | 24352.42
H1C3 | 1970s | 0.22951 | 0.057636 | 0.11493 | 0.36842 | 0.22951 | 0.057291 | 0.057291 | 0 | 0.88542 | 19 | 66079.37
H1C3 | 1980s | 0 | 0.19887 | 0 | 0.34907 | 0.45206 | 0 | 0 | 0 | 1 | 6 | 27145.56
H1C3 | 1990s | 0.34105 | 0.21965 | 0.14614 | 0.07351 | 0.21965 | 0 | 0 | 0 | 1 | 15 | 51810
H1C3 | 2000s | 0.1353 | 0.55102 | 0.14647 | 0.12547 | 0.04174 | 0 | 0 | 0 | 1 | 26 | 90698.21
H1C3 | pre-1950 | 0.56249 | 0.13169 | 0 | 0.087302 | 0.21852 | 0 | 0.16888 | 0 | 0.83112 | 14 | 43363.96
H2 | 1950s | 0.5736 | 0.30704 | 0.047362 | 0.047907 | 0.024084 | 0.023824 | 0.047648 | 0.023824 | 0.9047 | 25 | 79931.99
H2 | 1960s | 0.79212 | 0.20788 | 0 | 0 | 0 | 0 | 0.12197 | 0 | 0.87803 | 14 | 41172.69
H2 | 1970s | 0.64336 | 0.13626 | 0.054814 | 0 | 0.16557 | 0.011446 | 0.011446 | 0.011446 | 0.96566 | 35 | 104184.71
H2 | 1980s | 0.78446 | 0.059441 | 0 | 0 | 0.1561 | 0 | 0.19261 | 0 | 0.80739 | 15 | 32036.7
H2 | 1990s | 0.35878 | 0.34633 | 0.12023 | 0.044033 | 0.13062 | 0 | 0.083703 | 0 | 0.9163 | 50 | 130682.04
H2 | 2000s | 0.3031 | 0.39891 | 0.17993 | 0.04235 | 0.075705 | 0 | 0.013117 | 0.041642 | 0.94524 | 38 | 90912.34
H2 | 2010s | 0.82674 | 0 | 0 | 0.17326 | 0 | 0 | 0 | 0 | 1 | 3 | 6882.5
H2 | pre-1950 | 0.82471 | 0.066281 | 0.01648 | 0.01648 | 0.076044 | 0.01666 | 0.10936 | 0.036883 | 0.83709 | 43 | 115548.81
H3 | 1950s | 0.86017 | 0 | 0.073841 | 0 | 0.065988 | 0 | 0.080988 | 0 | 0.91901 | 16 | 28857.84
H3 | 1960s | 0.8341 | 0.1106 | 0 | 0 | 0.0553 | 0 | 0 | 0 | 1 | 19 | 38533.22
H3 | 1970s | 0.97751 | 0 | 0 | 0 | 0.022486 | 0 | 0 | 0 | 1 | 24 | 50904.96
H3 | 1980s | 0.93428 | 0.065722 | 0 | 0 | 0 | 0 | 0.065722 | 0 | 0.93428 | 19 | 32422.87
H3 | 1990s | 0.83885 | 0 | 0.067899 | 0 | 0.093255 | 0 | 0.065177 | 0 | 0.93482 | 23 | 35124.71
H3 | 2000s | 0.6752 | 0.12589 | 0.13305 | 0 | 0.065852 | 0 | 0 | 0 | 1 | 24 | 35490.46
H3 | 2010s | 1 | 0 | 0 | 0 | 0 | 0 | 0 | 0 | 1 | 2 | 5916.64
H3 | pre-1950 | 0.92031 | 0.079686 | 0 | 0 | 0 | 0 | 0.031407 | 0 | 0.96859 | 28 | 67847.04
H1C2 | 2010s | 0.2 | 0.2 | 0.2 | 0.2 | 0.2 | 0.25 | 0.25 | 0.25 | 0.25 | 0 | 0
H1C3 | 2010s | 0.2 | 0.2 | 0.2 | 0.2 | 0.2 | 0.25 | 0.25 | 0.25 | 0.25 | 0 | 0

## Htg
|  |  | Furnace | Furnace | Furnace | Furnace | Furnace | Furnace | Furnace | Furnace | Air Source Heat Pump | Air Source Heat Pump | Air Source Heat Pump | Air Source Heat Pump | Air Source Heat Pump | Air Source Heat Pump | Electric Baseboard | Electric Baseboard | Boiler | Boiler | Boiler | Boiler | Boiler | Boiler | Boiler | Boiler | Boiler | Mini-Split Heat Pump | Mini-Split Heat Pump
Location | Vintage | Heating Fuel | Electric, 100% AFUE | Gas, 60% AFUE | Gas, 68% AFUE | Gas, 76% AFUE | Gas, 80% AFUE | Gas, 90% AFUE | Gas, 96% AFUE | None | None | SEER 10, 6.2 HSPF | SEER 13, 7.7 HSPF | SEER 14, 8.2 HSPF | SEER 17, 8.7 HSPF | SEER 18, 9.3 HSPF | 100% Efficiency | None | Electric, Hot Water, 100% AFUE | Gas, Hot Water, Condensing, 96% AFUE | Gas, Hot Water, Forced Draft, 72% AFUE | Gas, Hot Water, Forced Draft, 76% AFUE | Gas, Hot Water, Forced Draft, 80% AFUE | Gas, Hot Water, Forced Draft, 85% AFUE | None | Oil, Hot Water, Forced Draft, 72% AFUE | Propane, Hot Water, Forced Draft, 72% AFUE | None | SEER 18, 9.6 HSPF, 60% Conditioned | Count | Weight
H1C1 OR | 1950s | electricity | 0 | 0 | 0 | 0 | 0 | 0 | 0 | 1 | 0.72034 | 0 | 0.16103 | 0 | 0.11863 | 0 | 0.55931 | 0.44069 | 0 | 0 | 0 | 0 | 0 | 0 | 1 | 0 | 0 | 0.88137 | 0.11863 | 7 | 10014.82
H1C1 OR | 1950s | fuel oil | 0 | 0 | 0 | 0 | 0 | 0 | 0 | 1 | 1 | 0 | 0 | 0 | 0 | 0 | 0 | 1 | 0 | 0 | 0 | 0 | 0 | 0 | 1 | 0 | 0 | 1 | 0 | 1 | 1612.69
H1C1 OR | 1950s | natural gas | 0 | 0 | 0 | 0 | 0.22917 | 0.50238 | 0.26844 | 0 | 1 | 0 | 0 | 0 | 0 | 0 | 0 | 1 | 0 | 0 | 0 | 0 | 0 | 0 | 1 | 0 | 0 | 1 | 0 | 5 | 30251.15
H1C1 OR | 1950s | other fuel | 0 | 0 | 0 | 0 | 0 | 0 | 0 | 1 | 1 | 0 | 0 | 0 | 0 | 0 | 0 | 1 | 0 | 0 | 0 | 0 | 0 | 0 | 1 | 0 | 0 | 1 | 0 | 2 | 9877.63
H1C1 OR | 1960s | electricity | 0.2012 | 0 | 0 | 0 | 0 | 0 | 0 | 0.7988 | 0.7355 | 0 | 0.20856 | 0 | 0.055944 | 0 | 0.14189 | 0.85811 | 0 | 0 | 0 | 0 | 0 | 0 | 1 | 0 | 0 | 0.96203 | 0.037971 | 14 | 42471.5
H1C1 OR | 1960s | fuel oil | 0 | 0 | 0 | 0 | 0 | 0 | 0 | 1 | 1 | 0 | 0 | 0 | 0 | 0 | 0 | 1 | 0 | 0 | 0 | 0 | 0 | 0 | 1 | 0 | 0 | 1 | 0 | 1 | 1612.69
H1C1 OR | 1960s | natural gas | 0 | 0 | 0 | 0 | 0.31168 | 0.1396 | 0.27921 | 0.2695 | 1 | 0 | 0 | 0 | 0 | 0 | 0 | 1 | 0 | 0 | 0 | 0 | 0 | 0 | 1 | 0 | 0 | 1 | 0 | 11 | 49659.83
H1C1 OR | 1960s | other fuel | 0 | 0 | 0 | 0 | 0 | 0 | 0 | 1 | 1 | 0 | 0 | 0 | 0 | 0 | 0 | 1 | 0 | 0 | 0 | 0 | 0 | 0 | 1 | 0 | 0 | 1 | 0 | 1 | 1188.02
H1C1 OR | 1970s | electricity | 0.29723 | 0 | 0 | 0 | 0 | 0 | 0 | 0.70277 | 0.46969 | 0.024514 | 0.40774 | 0 | 0.049027 | 0.049027 | 0.10538 | 0.89462 | 0 | 0 | 0 | 0 | 0 | 0 | 1 | 0 | 0 | 0.97549 | 0.024514 | 24 | 65787.63
H1C1 OR | 1970s | natural gas | 0 | 0 | 0.048765 | 0 | 0 | 0.048765 | 0.28457 | 0.6179 | 1 | 0 | 0 | 0 | 0 | 0 | 0 | 1 | 0 | 0 | 0 | 0 | 0 | 0 | 1 | 0 | 0 | 1 | 0 | 6 | 24362.25
H1C1 OR | 1970s | other fuel | 0 | 0 | 0 | 0 | 0 | 0 | 0 | 1 | 1 | 0 | 0 | 0 | 0 | 0 | 0 | 1 | 0 | 0 | 0 | 0 | 0 | 0 | 1 | 0 | 0 | 1 | 0 | 4 | 6026.09
H1C1 OR | 1980s | electricity | 0 | 0 | 0 | 0 | 0 | 0 | 0 | 1 | 0.69712 | 0 | 0.1922 | 0 | 0 | 0.11067 | 0.11067 | 0.88933 | 0 | 0 | 0 | 0 | 0 | 0 | 1 | 0 | 0 | 0.41355 | 0.58645 | 6 | 14571.51
H1C1 OR | 1980s | natural gas | 0 | 0 | 0 | 0 | 0.3221 | 0.40291 | 0.27498 | 0 | 1 | 0 | 0 | 0 | 0 | 0 | 0 | 1 | 0 | 0 | 0 | 0 | 0 | 0 | 1 | 0 | 0 | 1 | 0 | 6 | 25211.59
H1C1 OR | 1980s | other fuel | 0 | 0 | 0 | 0 | 0 | 0 | 0 | 1 | 1 | 0 | 0 | 0 | 0 | 0 | 0 | 1 | 0 | 0 | 0 | 0 | 0 | 0 | 1 | 0 | 0 | 1 | 0 | 2 | 2800.71
H1C1 OR | 1990s | electricity | 0.068501 | 0 | 0 | 0 | 0 | 0 | 0 | 0.9315 | 0.69357 | 0.068501 | 0.11896 | 0.11896 | 0 | 0 | 0.41957 | 0.58043 | 0 | 0 | 0 | 0 | 0 | 0 | 1 | 0 | 0 | 0.9315 | 0.068501 | 11 | 23542.5
H1C1 OR | 1990s | fuel oil | 0 | 0 | 0 | 0 | 0 | 0 | 0 | 1 | 1 | 0 | 0 | 0 | 0 | 0 | 0 | 1 | 0 | 0 | 0 | 0 | 0 | 0 | 1 | 0 | 0 | 1 | 0 | 1 | 1612.69
H1C1 OR | 1990s | natural gas | 0 | 0 | 0 | 0 | 0.64116 | 0.10542 | 0.10542 | 0.148 | 1 | 0 | 0 | 0 | 0 | 0 | 0 | 1 | 0 | 0 | 0 | 0 | 0 | 0 | 1 | 0 | 0 | 1 | 0 | 13 | 65765.04
H1C1 OR | 1990s | other fuel | 0 | 0 | 0 | 0 | 0 | 0 | 0 | 1 | 1 | 0 | 0 | 0 | 0 | 0 | 0 | 1 | 0 | 0 | 0 | 0 | 0 | 0 | 1 | 0 | 0 | 1 | 0 | 2 | 3225.38
H1C1 OR | 2000s | electricity | 0.064332 | 0 | 0 | 0 | 0 | 0 | 0 | 0.93567 | 0.54739 | 0.064332 | 0.047391 | 0.34089 | 0 | 0 | 0.047391 | 0.95261 | 0 | 0 | 0 | 0 | 0 | 0 | 1 | 0 | 0 | 0.67606 | 0.32394 | 10 | 25068.3
H1C1 OR | 2000s | natural gas | 0 | 0.041933 | 0.041933 | 0 | 0.47903 | 0 | 0 | 0.4371 | 1 | 0 | 0 | 0 | 0 | 0 | 0 | 1 | 0 | 0 | 0 | 0 | 0 | 0 | 1 | 0 | 0 | 1 | 0 | 9 | 38458.79
H1C1 OR | 2010s | electricity | 0 | 0 | 0 | 0 | 0 | 0 | 0 | 1 | 0 | 0 | 0 | 0 | 0 | 1 | 0 | 1 | 0 | 0 | 0 | 0 | 0 | 0 | 1 | 0 | 0 | 1 | 0 | 1 | 1612.69
H1C1 OR | 2010s | natural gas | 0 | 0 | 0 | 0 | 0 | 0 | 1 | 0 | 1 | 0 | 0 | 0 | 0 | 0 | 0 | 1 | 0 | 0 | 0 | 0 | 0 | 0 | 1 | 0 | 0 | 1 | 0 | 1 | 6932.73
H1C1 OR | 2010s | other fuel | 0 | 0 | 0 | 0 | 0 | 0 | 0 | 1 | 1 | 0 | 0 | 0 | 0 | 0 | 0 | 1 | 0 | 0 | 0 | 0 | 0 | 0 | 1 | 0 | 0 | 1 | 0 | 1 | 8264.94
H1C1 OR | pre-1950 | electricity | 0.19003 | 0 | 0 | 0 | 0 | 0 | 0 | 0.80997 | 0.73912 | 0 | 0 | 0.03708 | 0.2238 | 0 | 0.47493 | 0.52507 | 0 | 0 | 0 | 0 | 0 | 0 | 1 | 0 | 0 | 0.96292 | 0.03708 | 17 | 43492.25
H1C1 OR | pre-1950 | fuel oil | 0 | 0 | 0 | 0 | 0 | 0 | 0 | 1 | 1 | 0 | 0 | 0 | 0 | 0 | 0 | 1 | 0 | 0 | 0 | 0 | 0 | 0 | 1 | 0 | 0 | 1 | 0 | 1 | 6932.73
H1C1 OR | pre-1950 | natural gas | 0 | 0 | 0 | 0 | 0.16403 | 0 | 0 | 0.83597 | 1 | 0 | 0 | 0 | 0 | 0 | 0 | 1 | 0 | 0 | 0 | 0 | 0.082014 | 0 | 0.91799 | 0 | 0 | 1 | 0 | 7 | 14485.52
H1C1 OR | pre-1950 | other fuel | 0 | 0 | 0 | 0 | 0 | 0 | 0 | 1 | 1 | 0 | 0 | 0 | 0 | 0 | 0 | 1 | 0 | 0 | 0 | 0 | 0 | 0 | 1 | 0 | 0 | 1 | 0 | 8 | 19129.1
H1C1 WA | 1950s | electricity | 0.13385 | 0 | 0 | 0 | 0 | 0 | 0 | 0.86615 | 0.96417 | 0 | 0 | 0.035827 | 0 | 0 | 0.64559 | 0.35441 | 0.098024 | 0 | 0 | 0 | 0 | 0 | 0.90198 | 0 | 0 | 0.94912 | 0.050878 | 24 | 40882.14
H1C1 WA | 1950s | fuel oil | 0 | 0 | 0 | 0 | 0 | 0 | 0 | 1 | 1 | 0 | 0 | 0 | 0 | 0 | 0 | 1 | 0 | 0 | 0 | 0 | 0 | 0 | 0.91832 | 0.081679 | 0 | 1 | 0 | 9 | 17932.26
H1C1 WA | 1950s | natural gas | 0 | 0 | 0.060467 | 0.02613 | 0.62425 | 0 | 0 | 0.28916 | 1 | 0 | 0 | 0 | 0 | 0 | 0 | 1 | 0 | 0 | 0 | 0 | 0 | 0 | 1 | 0 | 0 | 1 | 0 | 23 | 58353.35
H1C1 WA | 1950s | other fuel | 0 | 0 | 0 | 0 | 0 | 0 | 0 | 1 | 1 | 0 | 0 | 0 | 0 | 0 | 0 | 1 | 0 | 0 | 0 | 0 | 0 | 0 | 1 | 0 | 0 | 1 | 0 | 5 | 12045.85
H1C1 WA | 1950s | propane | 0 | 0 | 0 | 0 | 0 | 0 | 0 | 1 | 1 | 0 | 0 | 0 | 0 | 0 | 0 | 1 | 0 | 0 | 0 | 0 | 0 | 0 | 1 | 0 | 0 | 1 | 0 | 1 | 2079.99
H1C1 WA | 1960s | electricity | 0.0636 | 0 | 0 | 0 | 0 | 0.077193 | 0 | 0.85921 | 0.61872 | 0 | 0.13184 | 0.017924 | 0.0636 | 0.16791 | 0.41119 | 0.58881 | 0 | 0 | 0 | 0 | 0 | 0 | 1 | 0 | 0 | 0.95087 | 0.04913 | 30 | 64209.19
H1C1 WA | 1960s | fuel oil | 0 | 0 | 0 | 0 | 0 | 0 | 0 | 1 | 1 | 0 | 0 | 0 | 0 | 0 | 0 | 1 | 0 | 0 | 0 | 0 | 0 | 0 | 1 | 0 | 0 | 1 | 0 | 1 | 1524.76
H1C1 WA | 1960s | natural gas | 0 | 0 | 0 | 0.011141 | 0.57024 | 0.11543 | 0.093833 | 0.20936 | 1 | 0 | 0 | 0 | 0 | 0 | 0 | 1 | 0 | 0 | 0.011141 | 0 | 0 | 0 | 0.98886 | 0 | 0 | 1 | 0 | 44 | 136864.49
H1C1 WA | 1960s | none | 0 | 0 | 0 | 0 | 0 | 0 | 0 | 1 | 1 | 0 | 0 | 0 | 0 | 0 | 0 | 1 | 0 | 0 | 0 | 0 | 0 | 0 | 1 | 0 | 0 | 1 | 0 | 1 | 2079.99
H1C1 WA | 1960s | other fuel | 0 | 0 | 0 | 0 | 0 | 0 | 0 | 1 | 1 | 0 | 0 | 0 | 0 | 0 | 0 | 1 | 0 | 0 | 0 | 0 | 0 | 0 | 1 | 0 | 0 | 1 | 0 | 3 | 6163.69
H1C1 WA | 1970s | electricity | 0.14063 | 0 | 0 | 0 | 0 | 0 | 0 | 0.85937 | 0.69404 | 0 | 0.11291 | 0.03473 | 0.099128 | 0.059194 | 0.43578 | 0.56422 | 0 | 0 | 0 | 0 | 0 | 0 | 1 | 0 | 0 | 0.90985 | 0.09015 | 46 | 117583.12
H1C1 WA | 1970s | fuel oil | 0 | 0 | 0 | 0 | 0 | 0 | 0 | 1 | 1 | 0 | 0 | 0 | 0 | 0 | 0 | 1 | 0 | 0 | 0 | 0 | 0 | 0 | 1 | 0 | 0 | 1 | 0 | 2 | 6421.18
H1C1 WA | 1970s | natural gas | 0 | 0 | 0 | 0 | 0.31671 | 0.23501 | 0.23113 | 0.21716 | 1 | 0 | 0 | 0 | 0 | 0 | 0 | 1 | 0 | 0 | 0 | 0 | 0 | 0.065654 | 0.93435 | 0 | 0 | 0.93435 | 0.065654 | 21 | 75494.32
H1C1 WA | 1970s | other fuel | 0 | 0 | 0 | 0 | 0 | 0 | 0 | 1 | 1 | 0 | 0 | 0 | 0 | 0 | 0 | 1 | 0 | 0 | 0 | 0 | 0 | 0 | 1 | 0 | 0 | 1 | 0 | 10 | 19780.05
H1C1 WA | 1970s | propane | 0 | 0 | 0 | 0 | 0 | 0 | 0 | 1 | 1 | 0 | 0 | 0 | 0 | 0 | 0 | 1 | 0 | 0 | 0 | 0 | 0 | 0 | 1 | 0 | 0 | 1 | 0 | 1 | 2079.99
H1C1 WA | 1980s | electricity | 0.33126 | 0 | 0 | 0 | 0 | 0 | 0 | 0.66874 | 0.70711 | 0.020667 | 0.18315 | 0.019909 | 0.069157 | 0 | 0.32384 | 0.67616 | 0 | 0 | 0 | 0 | 0 | 0 | 1 | 0 | 0 | 0.98009 | 0.019909 | 34 | 100643.57
H1C1 WA | 1980s | natural gas | 0 | 0 | 0 | 0 | 0.5057 | 0.023644 | 0.4243 | 0.046357 | 1 | 0 | 0 | 0 | 0 | 0 | 0 | 1 | 0 | 0 | 0 | 0 | 0 | 0 | 1 | 0 | 0 | 1 | 0 | 19 | 64487.09
H1C1 WA | 1980s | other fuel | 0 | 0 | 0 | 0 | 0 | 0 | 0 | 1 | 1 | 0 | 0 | 0 | 0 | 0 | 0 | 1 | 0 | 0 | 0 | 0 | 0 | 0 | 1 | 0 | 0 | 0.69061 | 0.30939 | 4 | 16020.34
H1C1 WA | 1980s | propane | 0 | 0 | 0 | 0 | 0 | 0 | 0 | 1 | 1 | 0 | 0 | 0 | 0 | 0 | 0 | 1 | 0 | 0 | 0 | 0 | 0 | 0 | 1 | 0 | 0 | 1 | 0 | 1 | 4956.49
H1C1 WA | 1990s | electricity | 0.18122 | 0 | 0 | 0 | 0 | 0 | 0 | 0.81878 | 0.64126 | 0.061767 | 0.1126 | 0.098011 | 0 | 0.086368 | 0.37367 | 0.62633 | 0.036244 | 0 | 0 | 0 | 0 | 0 | 0.96376 | 0 | 0 | 1 | 0 | 25 | 57388.14
H1C1 WA | 1990s | natural gas | 0 | 0.023147 | 0 | 0 | 0.65684 | 0.16341 | 0.055158 | 0.10145 | 1 | 0 | 0 | 0 | 0 | 0 | 0 | 1 | 0 | 0 | 0 | 0 | 0 | 0 | 1 | 0 | 0 | 1 | 0 | 30 | 89860.6
H1C1 WA | 1990s | none | 0 | 0 | 0 | 0 | 0 | 0 | 0 | 1 | 1 | 0 | 0 | 0 | 0 | 0 | 0 | 1 | 0 | 0 | 0 | 0 | 0 | 0 | 1 | 0 | 0 | 1 | 0 | 1 | 2079.99
H1C1 WA | 1990s | other fuel | 0 | 0 | 0 | 0 | 0 | 0 | 0 | 1 | 1 | 0 | 0 | 0 | 0 | 0 | 0 | 1 | 0 | 0 | 0 | 0 | 0 | 0 | 1 | 0 | 0 | 1 | 0 | 2 | 6440.17
H1C1 WA | 2000s | electricity | 0.15658 | 0 | 0 | 0 | 0 | 0 | 0 | 0.84342 | 0.50064 | 0.20732 | 0.090873 | 0.046285 | 0.044588 | 0.1103 | 0.14289 | 0.85711 | 0.1103 | 0 | 0 | 0 | 0 | 0 | 0.8897 | 0 | 0 | 1 | 0 | 14 | 44938.41
H1C1 WA | 2000s | natural gas | 0 | 0 | 0 | 0.017668 | 0.4859 | 0.043705 | 0 | 0.45273 | 1 | 0 | 0 | 0 | 0 | 0 | 0 | 1 | 0 | 0.087409 | 0 | 0 | 0.013445 | 0 | 0.89915 | 0 | 0 | 1 | 0 | 34 | 113408.68
H1C1 WA | 2000s | other fuel | 0 | 0 | 0 | 0 | 0 | 0 | 0 | 1 | 1 | 0 | 0 | 0 | 0 | 0 | 0 | 1 | 0 | 0 | 0 | 0 | 0 | 0 | 1 | 0 | 0 | 1 | 0 | 4 | 16020.34
H1C1 WA | 2000s | propane | 0 | 0 | 0 | 0 | 0 | 0 | 0 | 1 | 1 | 0 | 0 | 0 | 0 | 0 | 0 | 1 | 0 | 0 | 0 | 0 | 0 | 0 | 1 | 0 | 0 | 1 | 0 | 1 | 4956.49
H1C1 WA | 2010s | natural gas | 0 | 0 | 0 | 0 | 0 | 0 | 0 | 1 | 1 | 0 | 0 | 0 | 0 | 0 | 0 | 1 | 0 | 0.49066 | 0 | 0 | 0 | 0 | 0.50934 | 0 | 0 | 1 | 0 | 2 | 4083.7
H1C1 WA | pre-1950 | electricity | 0.12711 | 0 | 0 | 0 | 0 | 0 | 0 | 0.87289 | 0.94569 | 0 | 0.022552 | 0 | 0.031761 | 0 | 0.74708 | 0.25292 | 0 | 0 | 0 | 0 | 0 | 0 | 1 | 0 | 0 | 0.96092 | 0.039084 | 51 | 92231.84
H1C1 WA | pre-1950 | fuel oil | 0 | 0 | 0 | 0 | 0 | 0 | 0 | 1 | 1 | 0 | 0 | 0 | 0 | 0 | 0 | 1 | 0 | 0 | 0 | 0 | 0 | 0 | 1 | 0 | 0 | 1 | 0 | 20 | 39170.53
H1C1 WA | pre-1950 | natural gas | 0 | 0 | 0.03012 | 0.01521 | 0.42038 | 0.11285 | 0.14767 | 0.27376 | 1 | 0 | 0 | 0 | 0 | 0 | 0 | 1 | 0 | 0.022815 | 0.032027 | 0.007605 | 0.04232 | 0 | 0.89523 | 0 | 0 | 1 | 0 | 114 | 200495.01
H1C1 WA | pre-1950 | other fuel | 0 | 0 | 0 | 0 | 0 | 0 | 0 | 1 | 1 | 0 | 0 | 0 | 0 | 0 | 0 | 1 | 0 | 0 | 0 | 0 | 0 | 0 | 1 | 0 | 0 | 1 | 0 | 10 | 24573.43
H1C1 WA | pre-1950 | propane | 0 | 0 | 0 | 0 | 0 | 0 | 0 | 1 | 1 | 0 | 0 | 0 | 0 | 0 | 0 | 1 | 0 | 0 | 0 | 0 | 0 | 0 | 1 | 0 | 0 | 1 | 0 | 4 | 14072.96
H1C2 | 1950s | electricity | 0 | 0 | 0 | 0 | 0 | 0 | 0 | 1 | 0 | 0 | 0 | 0 | 1 | 0 | 0 | 1 | 0 | 0 | 0 | 0 | 0 | 0 | 1 | 0 | 0 | 1 | 0 | 1 | 8264.94
H1C2 | 1950s | natural gas | 0 | 0 | 0 | 0 | 0.31327 | 0 | 0 | 0.68673 | 1 | 0 | 0 | 0 | 0 | 0 | 0 | 1 | 0 | 0 | 0 | 0 | 0 | 0 | 1 | 0 | 0 | 1 | 0 | 3 | 22130.4
H1C2 | 1950s | propane | 0 | 0 | 0 | 0 | 0 | 0 | 0 | 1 | 1 | 0 | 0 | 0 | 0 | 0 | 0 | 1 | 0 | 0 | 0 | 0 | 0 | 0 | 1 | 0 | 0 | 1 | 0 | 1 | 1612.69
H1C2 | 1960s | electricity | 0 | 0 | 0 | 0 | 0 | 0 | 0 | 1 | 0.16327 | 0 | 0.83673 | 0 | 0 | 0 | 0.16327 | 0.83673 | 0 | 0 | 0 | 0 | 0 | 0 | 1 | 0 | 0 | 1 | 0 | 2 | 9877.63
H1C2 | 1960s | fuel oil | 0 | 0 | 0 | 0 | 0 | 0 | 0 | 1 | 1 | 0 | 0 | 0 | 0 | 0 | 0 | 1 | 0 | 0 | 0 | 0 | 0 | 0 | 1 | 0 | 0 | 1 | 0 | 2 | 8545.42
H1C2 | 1960s | natural gas | 0 | 0 | 0 | 0 | 0.55554 | 0 | 0.093177 | 0.35128 | 1 | 0 | 0 | 0 | 0 | 0 | 0 | 1 | 0 | 0 | 0 | 0 | 0 | 0 | 1 | 0 | 0 | 1 | 0 | 9 | 74403.94
H1C2 | 1960s | other fuel | 0 | 0 | 0 | 0 | 0 | 0 | 0 | 1 | 1 | 0 | 0 | 0 | 0 | 0 | 0 | 1 | 0 | 0 | 0 | 0 | 0 | 0 | 1 | 0 | 0 | 1 | 0 | 1 | 8264.94
H1C2 | 1970s | electricity | 0.66906 | 0 | 0 | 0 | 0 | 0 | 0 | 0.33094 | 0.66906 | 0 | 0 | 0.22586 | 0.05254 | 0.05254 | 0 | 1 | 0 | 0 | 0 | 0 | 0 | 0 | 1 | 0 | 0 | 1 | 0 | 5 | 30694.36
H1C2 | 1970s | natural gas | 0 | 0 | 0 | 0 | 0.75 | 0 | 0.25 | 0 | 1 | 0 | 0 | 0 | 0 | 0 | 0 | 1 | 0 | 0 | 0 | 0 | 0 | 0 | 1 | 0 | 0 | 1 | 0 | 4 | 27730.92
H1C2 | 1970s | other fuel | 0 | 0 | 0 | 0 | 0 | 0 | 0 | 1 | 1 | 0 | 0 | 0 | 0 | 0 | 0 | 1 | 0 | 0 | 0 | 0 | 0 | 0 | 1 | 0 | 0 | 1 | 0 | 2 | 8545.42
H1C2 | 1980s | electricity | 0 | 0 | 0 | 0 | 0 | 0 | 0 | 1 | 1 | 0 | 0 | 0 | 0 | 0 | 0.072811 | 0.92719 | 0 | 0 | 0 | 0 | 0 | 0 | 1 | 0 | 0 | 1 | 0 | 3 | 22148.94
H1C2 | 1980s | natural gas | 0 | 0 | 0.2 | 0 | 0 | 0.4 | 0.4 | 0 | 1 | 0 | 0 | 0 | 0 | 0 | 0 | 1 | 0 | 0 | 0 | 0 | 0 | 0 | 1 | 0 | 0 | 1 | 0 | 5 | 34663.65
H1C2 | 1980s | other fuel | 0 | 0 | 0 | 0 | 0 | 0 | 0 | 1 | 1 | 0 | 0 | 0 | 0 | 0 | 0 | 1 | 0 | 0 | 0 | 0 | 0 | 0 | 1 | 0 | 0 | 1 | 0 | 1 | 6932.73
H1C2 | 1990s | electricity | 0 | 0 | 0 | 0 | 0 | 0 | 0 | 1 | 0 | 0 | 0 | 0 | 0 | 1 | 0 | 1 | 0 | 0 | 0 | 0 | 0 | 0 | 1 | 0 | 0 | 1 | 0 | 1 | 12271.31
H1C2 | 1990s | natural gas | 0 | 0 | 0 | 0 | 1 | 0 | 0 | 0 | 1 | 0 | 0 | 0 | 0 | 0 | 0 | 1 | 0 | 0 | 0 | 0 | 0 | 0 | 1 | 0 | 0 | 1 | 0 | 2 | 19204.04
H1C2 | 1990s | none | 0 | 0 | 0 | 0 | 0 | 0 | 0 | 1 | 1 | 0 | 0 | 0 | 0 | 0 | 0 | 1 | 0 | 0 | 0 | 0 | 0 | 0 | 1 | 0 | 0 | 1 | 0 | 1 | 6932.73
H1C2 | 1990s | other fuel | 0 | 0 | 0 | 0 | 0 | 0 | 0 | 1 | 1 | 0 | 0 | 0 | 0 | 0 | 0 | 1 | 0 | 0 | 0 | 0 | 0 | 0 | 1 | 0 | 0 | 1 | 0 | 1 | 1612.69
H1C2 | 2000s | electricity | 0.81128 | 0 | 0 | 0 | 0 | 0 | 0 | 0.18872 | 1 | 0 | 0 | 0 | 0 | 0 | 0.18872 | 0.81128 | 0 | 0 | 0 | 0 | 0 | 0 | 1 | 0 | 0 | 1 | 0 | 2 | 8545.42
H1C2 | 2000s | natural gas | 0 | 0 | 0 | 0 | 0.87924 | 0 | 0 | 0.12076 | 1 | 0 | 0 | 0 | 0 | 0 | 0 | 1 | 0 | 0 | 0 | 0 | 0 | 0 | 1 | 0 | 0 | 1 | 0 | 3 | 15769.74
H1C2 | pre-1950 | electricity | 0 | 0 | 0 | 0 | 0 | 0 | 0 | 1 | 1 | 0 | 0 | 0 | 0 | 0 | 1 | 0 | 0 | 0 | 0 | 0 | 0 | 0 | 1 | 0 | 0 | 1 | 0 | 2 | 16529.88
H1C2 | pre-1950 | fuel oil | 0 | 0 | 0 | 0 | 0 | 0 | 0 | 1 | 1 | 0 | 0 | 0 | 0 | 0 | 0 | 1 | 0 | 0 | 0 | 0 | 0 | 0 | 1 | 0 | 0 | 1 | 0 | 3 | 21129.09
H1C2 | pre-1950 | natural gas | 0 | 0 | 0 | 0 | 0.62809 | 0.071629 | 0 | 0.30028 | 1 | 0 | 0 | 0 | 0 | 0 | 0 | 1 | 0 | 0 | 0 | 0 | 0 | 0 | 1 | 0 | 0 | 1 | 0 | 13 | 96786.54
H1C2 | pre-1950 | other fuel | 0 | 0 | 0 | 0 | 0 | 0 | 0 | 1 | 1 | 0 | 0 | 0 | 0 | 0 | 0 | 1 | 0 | 0 | 0 | 0 | 0 | 0 | 1 | 0 | 0 | 1 | 0 | 4 | 23761.63
H1C3 | 1950s | electricity | 0 | 0 | 0 | 0 | 0 | 0 | 0 | 1 | 1 | 0 | 0 | 0 | 0 | 0 | 0.49714 | 0.50286 | 0 | 0 | 0 | 0 | 0 | 0 | 1 | 0 | 0 | 1 | 0 | 3 | 7615.09
H1C3 | 1950s | natural gas | 0 | 0 | 0 | 0 | 0.42857 | 0.14286 | 0.14286 | 0.28571 | 1 | 0 | 0 | 0 | 0 | 0 | 0 | 1 | 0 | 0 | 0 | 0 | 0 | 0 | 1 | 0 | 0 | 1 | 0 | 7 | 26500.32
H1C3 | 1950s | other fuel | 0 | 0 | 0 | 0 | 0 | 0 | 0 | 1 | 1 | 0 | 0 | 0 | 0 | 0 | 0 | 1 | 0 | 0 | 0 | 0 | 0 | 0 | 1 | 0 | 0 | 1 | 0 | 2 | 3808.56
H1C3 | 1960s | electricity | 0 | 0 | 0 | 0 | 0 | 0 | 0 | 1 | 0.10476 | 0 | 0.72611 | 0.16912 | 0 | 0 | 0.10476 | 0.89524 | 0 | 0 | 0 | 0 | 0 | 0 | 1 | 0 | 0 | 1 | 0 | 3 | 11382.45
H1C3 | 1960s | natural gas | 0 | 0 | 0 | 0 | 0.29189 | 0.12434 | 0.58377 | 0 | 1 | 0 | 0 | 0 | 0 | 0 | 0 | 1 | 0 | 0 | 0 | 0 | 0 | 0 | 1 | 0 | 0 | 1 | 0 | 4 | 12969.97
H1C3 | 1970s | electricity | 0.24196 | 0 | 0 | 0 | 0 | 0 | 0 | 0.75804 | 0.32229 | 0.08033 | 0 | 0.040407 | 0.12122 | 0.43576 | 0.08033 | 0.91967 | 0 | 0 | 0 | 0 | 0 | 0 | 1 | 0 | 0 | 1 | 0 | 13 | 47127.77
H1C3 | 1970s | natural gas | 0 | 0 | 0 | 0.66667 | 0 | 0 | 0.33333 | 0 | 1 | 0 | 0 | 0 | 0 | 0 | 0 | 1 | 0 | 0 | 0 | 0 | 0 | 0 | 1 | 0 | 0 | 1 | 0 | 3 | 11357.28
H1C3 | 1970s | none | 0 | 0 | 0 | 0 | 0 | 0 | 0 | 1 | 1 | 0 | 0 | 0 | 0 | 0 | 0 | 1 | 0 | 0 | 0 | 0 | 0 | 0 | 1 | 0 | 0 | 1 | 0 | 1 | 1904.28
H1C3 | 1970s | other fuel | 0 | 0 | 0 | 0 | 0 | 0 | 0 | 1 | 1 | 0 | 0 | 0 | 0 | 0 | 0 | 1 | 0 | 0 | 0 | 0 | 0 | 0 | 1 | 0 | 0 | 1 | 0 | 2 | 5690.04
H1C3 | 1980s | electricity | 0 | 0 | 0 | 0 | 0 | 0 | 0 | 1 | 1 | 0 | 0 | 0 | 0 | 0 | 0 | 1 | 0 | 0 | 0 | 0 | 0 | 0 | 1 | 0 | 0 | 1 | 0 | 1 | 12271.31
H1C3 | 1980s | natural gas | 0 | 0 | 0 | 0 | 0.41623 | 0 | 0.29189 | 0.29189 | 1 | 0 | 0 | 0 | 0 | 0 | 0 | 1 | 0 | 0 | 0 | 0 | 0 | 0 | 1 | 0 | 0 | 1 | 0 | 4 | 12969.97
H1C3 | 1980s | other fuel | 0 | 0 | 0 | 0 | 0 | 0 | 0 | 1 | 1 | 0 | 0 | 0 | 0 | 0 | 0 | 1 | 0 | 0 | 0 | 0 | 0 | 0 | 1 | 0 | 0 | 1 | 0 | 1 | 1904.28
H1C3 | 1990s | electricity | 0.25374 | 0 | 0 | 0 | 0 | 0 | 0 | 0.74626 | 0.48946 | 0 | 0.25527 | 0 | 0.12763 | 0.12763 | 0.10809 | 0.89191 | 0 | 0 | 0 | 0 | 0 | 0 | 1 | 0 | 0 | 1 | 0 | 7 | 14919.85
H1C3 | 1990s | natural gas | 0 | 0 | 0.15377 | 0 | 0.53868 | 0.15377 | 0 | 0.15377 | 1 | 0 | 0 | 0 | 0 | 0 | 0 | 1 | 0 | 0.15377 | 0 | 0 | 0 | 0 | 0.84623 | 0 | 0 | 1 | 0 | 7 | 24618.84
H1C3 | 1990s | other fuel | 0 | 0 | 0 | 0 | 0 | 0 | 0 | 1 | 1 | 0 | 0 | 0 | 0 | 0 | 0 | 1 | 0 | 0 | 0 | 0 | 0 | 0 | 1 | 0 | 0 | 1 | 0 | 1 | 12271.31
H1C3 | 2000s | electricity | 0 | 0 | 0 | 0 | 0 | 0 | 0 | 1 | 0.166 | 0.2505 | 0.167 | 0.0835 | 0.0835 | 0.2495 | 0.166 | 0.834 | 0 | 0 | 0 | 0 | 0 | 0 | 1 | 0 | 0 | 1 | 0 | 10 | 22805.76
H1C3 | 2000s | natural gas | 0 | 0 | 0 | 0 | 0.68104 | 0 | 0 | 0.31896 | 1 | 0 | 0 | 0 | 0 | 0 | 0 | 1 | 0 | 0 | 0 | 0 | 0 | 0 | 1 | 0 | 0 | 1 | 0 | 15 | 55621.14
H1C3 | 2000s | other fuel | 0 | 0 | 0 | 0 | 0 | 0 | 0 | 1 | 1 | 0 | 0 | 0 | 0 | 0 | 0 | 1 | 0 | 0 | 0 | 0 | 0 | 0 | 1 | 0 | 0 | 1 | 0 | 1 | 12271.31
H1C3 | pre-1950 | electricity | 0.10037 | 0 | 0 | 0 | 0 | 0 | 0 | 0.89963 | 0.69899 | 0 | 0.10147 | 0 | 0.19954 | 0 | 0.39908 | 0.60092 | 0 | 0 | 0 | 0 | 0 | 0 | 1 | 0 | 0 | 1 | 0 | 6 | 18972.37
H1C3 | pre-1950 | fuel oil | 0 | 0 | 0 | 0 | 0 | 0 | 0 | 1 | 1 | 0 | 0 | 0 | 0 | 0 | 0 | 1 | 0 | 0 | 0 | 0 | 0 | 0 | 1 | 0 | 0 | 1 | 0 | 1 | 1925.05
H1C3 | pre-1950 | natural gas | 0 | 0 | 0 | 0 | 0.50552 | 0.16851 | 0 | 0.32597 | 1 | 0 | 0 | 0 | 0 | 0 | 0 | 1 | 0 | 0 | 0 | 0 | 0 | 0 | 1 | 0 | 0 | 1 | 0 | 7 | 22466.54
H2 | 1950s | electricity | 0.16212 | 0 | 0 | 0 | 0 | 0 | 0 | 0.83788 | 0.75075 | 0 | 0.12391 | 0.063008 | 0 | 0.062328 | 0.58863 | 0.41137 | 0 | 0 | 0 | 0 | 0 | 0 | 1 | 0 | 0 | 1 | 0 | 10 | 30552.47
H2 | 1950s | fuel oil | 0 | 0 | 0 | 0 | 0 | 0 | 0 | 1 | 1 | 0 | 0 | 0 | 0 | 0 | 0 | 1 | 0 | 0 | 0 | 0 | 0 | 0 | 1 | 0 | 0 | 1 | 0 | 2 | 3096.74
H2 | 1950s | natural gas | 0 | 0 | 0 | 0 | 0 | 0.096024 | 0.39957 | 0.50441 | 1 | 0 | 0 | 0 | 0 | 0 | 0 | 1 | 0 | 0 | 0 | 0 | 0 | 0 | 1 | 0 | 0 | 1 | 0 | 9 | 39425.27
H2 | 1950s | other fuel | 0 | 0 | 0 | 0 | 0 | 0 | 0 | 1 | 1 | 0 | 0 | 0 | 0 | 0 | 0 | 1 | 0 | 0 | 0 | 0 | 0 | 0 | 1 | 0 | 0 | 1 | 0 | 4 | 6857.51
H2 | 1960s | electricity | 0.099459 | 0 | 0 | 0 | 0 | 0 | 0 | 0.90054 | 1 | 0 | 0 | 0 | 0 | 0 | 0.90054 | 0.099459 | 0 | 0 | 0 | 0 | 0 | 0 | 1 | 0 | 0 | 1 | 0 | 7 | 11508.97
H2 | 1960s | natural gas | 0 | 0 | 0 | 0 | 0.1811 | 0.40945 | 0 | 0.40945 | 1 | 0 | 0 | 0 | 0 | 0 | 0 | 1 | 0 | 0 | 0 | 0.40945 | 0 | 0 | 0.59055 | 0 | 0 | 1 | 0 | 3 | 20903.96
H2 | 1960s | other fuel | 0 | 0 | 0 | 0 | 0 | 0 | 0 | 1 | 1 | 0 | 0 | 0 | 0 | 0 | 0 | 1 | 0 | 0 | 0 | 0 | 0 | 0 | 1 | 0 | 0 | 1 | 0 | 4 | 8759.76
H2 | 1970s | electricity | 0.31229 | 0 | 0 | 0 | 0 | 0 | 0 | 0.68771 | 0.87972 | 0 | 0.12028 | 0 | 0 | 0 | 0.41339 | 0.58661 | 0 | 0 | 0 | 0 | 0 | 0 | 1 | 0 | 0 | 1 | 0 | 16 | 32008.31
H2 | 1970s | natural gas | 0 | 0 | 0 | 0 | 0.1515 | 0.49031 | 0.057355 | 0.30083 | 1 | 0 | 0 | 0 | 0 | 0 | 0 | 1 | 0 | 0 | 0 | 0 | 0.064567 | 0 | 0.93543 | 0 | 0 | 1 | 0 | 16 | 66005.72
H2 | 1970s | other fuel | 0 | 0 | 0 | 0 | 0 | 0 | 0 | 1 | 1 | 0 | 0 | 0 | 0 | 0 | 0 | 1 | 0 | 0 | 0 | 0 | 0 | 0 | 1 | 0 | 0 | 1 | 0 | 2 | 4978.22
H2 | 1970s | propane | 0 | 0 | 0 | 0 | 0 | 0 | 0 | 1 | 1 | 0 | 0 | 0 | 0 | 0 | 0 | 1 | 0 | 0 | 0 | 0 | 0 | 0 | 1 | 0 | 0 | 1 | 0 | 1 | 1192.46
H2 | 1980s | electricity | 0.53526 | 0 | 0 | 0 | 0 | 0 | 0 | 0.46474 | 1 | 0 | 0 | 0 | 0 | 0 | 0.35342 | 0.64658 | 0 | 0 | 0 | 0 | 0 | 0 | 1 | 0 | 0 | 1 | 0 | 5 | 10711.83
H2 | 1980s | fuel oil | 0 | 0 | 0 | 0 | 0 | 0 | 0 | 1 | 1 | 0 | 0 | 0 | 0 | 0 | 0 | 1 | 0 | 0 | 0 | 0 | 0 | 0 | 1 | 0 | 0 | 1 | 0 | 1 | 1144.67
H2 | 1980s | natural gas | 0 | 0 | 0 | 0 | 0.49729 | 0.50271 | 0 | 0 | 1 | 0 | 0 | 0 | 0 | 0 | 0 | 1 | 0 | 0 | 0 | 0 | 0 | 0 | 1 | 0 | 0 | 1 | 0 | 2 | 3829.33
H2 | 1980s | other fuel | 0 | 0 | 0 | 0 | 0 | 0 | 0 | 1 | 1 | 0 | 0 | 0 | 0 | 0 | 0 | 1 | 0 | 0 | 0 | 0 | 0 | 0 | 1 | 0 | 0 | 1 | 0 | 7 | 16350.87
H2 | 1990s | electricity | 0.14661 | 0 | 0 | 0 | 0 | 0 | 0 | 0.85339 | 0.45493 | 0.048869 | 0.048869 | 0.29965 | 0.098804 | 0.048869 | 0.12653 | 0.87347 | 0.08406 | 0 | 0 | 0 | 0 | 0 | 0.91594 | 0 | 0 | 1 | 0 | 17 | 38966.93
H2 | 1990s | natural gas | 0 | 0 | 0.10114 | 0 | 0.47276 | 0.18963 | 0.091575 | 0.14489 | 1 | 0 | 0 | 0 | 0 | 0 | 0 | 1 | 0 | 0 | 0 | 0 | 0.01529 | 0 | 0.98471 | 0 | 0 | 1 | 0 | 23 | 74861.81
H2 | 1990s | none | 0 | 0 | 0 | 0 | 0 | 0 | 0 | 1 | 1 | 0 | 0 | 0 | 0 | 0 | 0 | 1 | 0 | 0 | 0 | 0 | 0 | 0 | 1 | 0 | 0 | 1 | 0 | 2 | 3808.56
H2 | 1990s | other fuel | 0 | 0 | 0 | 0 | 0 | 0 | 0 | 1 | 1 | 0 | 0 | 0 | 0 | 0 | 0 | 1 | 0 | 0 | 0 | 0 | 0 | 0 | 1 | 0 | 0 | 1 | 0 | 8 | 13044.74
H2 | 2000s | electricity | 0.19129 | 0 | 0 | 0 | 0 | 0 | 0 | 0.80871 | 0.65402 | 0.095126 | 0.096163 | 0.15469 | 0 | 0 | 0 | 1 | 0.095126 | 0 | 0 | 0 | 0 | 0 | 0.90487 | 0 | 0 | 1 | 0 | 12 | 20018.6
H2 | 2000s | natural gas | 0 | 0 | 0 | 0 | 0.4485 | 0 | 0 | 0.5515 | 1 | 0 | 0 | 0 | 0 | 0 | 0 | 1 | 0 | 0 | 0 | 0 | 0.019811 | 0 | 0.98019 | 0 | 0 | 1 | 0 | 19 | 60190.71
H2 | 2000s | other fuel | 0 | 0 | 0 | 0 | 0 | 0 | 0 | 1 | 1 | 0 | 0 | 0 | 0 | 0 | 0 | 1 | 0 | 0 | 0 | 0 | 0 | 0 | 1 | 0 | 0 | 1 | 0 | 3 | 4262.18
H2 | 2000s | propane | 0 | 0 | 0 | 0 | 0 | 0 | 0 | 1 | 1 | 0 | 0 | 0 | 0 | 0 | 0 | 1 | 0 | 0 | 0 | 0 | 0 | 0 | 0.66916 | 0 | 0.33084 | 1 | 0 | 4 | 6440.85
H2 | 2010s | electricity | 0 | 0 | 0 | 0 | 0 | 0 | 0 | 1 | 0.76046 | 0 | 0 | 0 | 0.23954 | 0 | 0 | 1 | 0.76046 | 0 | 0 | 0 | 0 | 0 | 0.23954 | 0 | 0 | 1 | 0 | 2 | 4978.22
H2 | 2010s | natural gas | 0 | 0 | 0 | 0 | 1 | 0 | 0 | 0 | 1 | 0 | 0 | 0 | 0 | 0 | 0 | 1 | 0 | 0 | 0 | 0 | 0 | 0 | 1 | 0 | 0 | 1 | 0 | 1 | 1904.28
H2 | pre-1950 | electricity | 0.11211 | 0 | 0 | 0 | 0 | 0 | 0 | 0.88789 | 0.71912 | 0.11272 | 0.056054 | 0.056054 | 0.056054 | 0 | 0.35507 | 0.64493 | 0 | 0 | 0 | 0 | 0 | 0 | 1 | 0 | 0 | 0.94395 | 0.056054 | 14 | 33972.16
H2 | pre-1950 | fuel oil | 0 | 0 | 0 | 0 | 0 | 0 | 0 | 1 | 1 | 0 | 0 | 0 | 0 | 0 | 0 | 1 | 0 | 0 | 0 | 0 | 0 | 0 | 1 | 0 | 0 | 1 | 0 | 8 | 26422.94
H2 | pre-1950 | natural gas | 0 | 0 | 0 | 0 | 0 | 0.17439 | 0.17539 | 0.65022 | 1 | 0 | 0 | 0 | 0 | 0 | 0 | 1 | 0 | 0 | 0 | 0 | 0 | 0 | 1 | 0 | 0 | 1 | 0 | 14 | 43418.14
H2 | pre-1950 | other fuel | 0 | 0 | 0 | 0 | 0 | 0 | 0 | 1 | 1 | 0 | 0 | 0 | 0 | 0 | 0 | 1 | 0 | 0 | 0 | 0 | 0 | 0 | 1 | 0 | 0 | 1 | 0 | 7 | 11735.57
H3 | 1950s | electricity | 0.35881 | 0 | 0 | 0 | 0 | 0 | 0 | 0.64119 | 0.35881 | 0 | 0 | 0.64119 | 0 | 0 | 0 | 1 | 0 | 0 | 0 | 0 | 0 | 0 | 1 | 0 | 0 | 1 | 0 | 2 | 3323.34
H3 | 1950s | fuel oil | 0 | 0 | 0 | 0 | 0 | 0 | 0 | 1 | 1 | 0 | 0 | 0 | 0 | 0 | 0 | 1 | 0 | 0 | 0 | 0 | 0 | 0 | 1 | 0 | 0 | 1 | 0 | 1 | 1192.46
H3 | 1950s | natural gas | 0 | 0 | 0.14598 | 0 | 0.25227 | 0.18994 | 0.16872 | 0.24308 | 1 | 0 | 0 | 0 | 0 | 0 | 0 | 1 | 0 | 0 | 0 | 0 | 0.14811 | 0 | 0.85189 | 0 | 0 | 1 | 0 | 12 | 22437.76
H3 | 1950s | other fuel | 0 | 0 | 0 | 0 | 0 | 0 | 0 | 1 | 1 | 0 | 0 | 0 | 0 | 0 | 0 | 1 | 0 | 0 | 0 | 0 | 0 | 0 | 1 | 0 | 0 | 1 | 0 | 1 | 1904.28
H3 | 1960s | electricity | 0 | 0 | 0 | 0 | 0 | 0 | 0 | 1 | 1 | 0 | 0 | 0 | 0 | 0 | 1 | 0 | 0 | 0 | 0 | 0 | 0 | 0 | 1 | 0 | 0 | 1 | 0 | 4 | 7363.14
H3 | 1960s | fuel oil | 0 | 0 | 0 | 0 | 0 | 0 | 0 | 1 | 1 | 0 | 0 | 0 | 0 | 0 | 0 | 1 | 0 | 0 | 0 | 0 | 0 | 0 | 1 | 0 | 0 | 1 | 0 | 1 | 3785.76
H3 | 1960s | natural gas | 0 | 0 | 0 | 0.13099 | 0.070367 | 0 | 0.073305 | 0.72533 | 1 | 0 | 0 | 0 | 0 | 0 | 0 | 1 | 0 | 0.070367 | 0.13099 | 0 | 0.26199 | 0.13099 | 0.40566 | 0 | 0 | 1 | 0 | 9 | 16267.08
H3 | 1960s | other fuel | 0 | 0 | 0 | 0 | 0 | 0 | 0 | 1 | 1 | 0 | 0 | 0 | 0 | 0 | 0 | 1 | 0 | 0 | 0 | 0 | 0 | 0 | 1 | 0 | 0 | 1 | 0 | 4 | 7331.48
H3 | 1960s | propane | 0 | 0 | 0 | 0 | 0 | 0 | 0 | 1 | 1 | 0 | 0 | 0 | 0 | 0 | 0 | 1 | 0 | 0 | 0 | 0 | 0 | 0 | 1 | 0 | 0 | 1 | 0 | 1 | 3785.76
H3 | 1970s | electricity | 0 | 0 | 0 | 0 | 0 | 0 | 0 | 1 | 1 | 0 | 0 | 0 | 0 | 0 | 0.90492 | 0.095076 | 0 | 0 | 0 | 0 | 0 | 0 | 1 | 0 | 0 | 1 | 0 | 5 | 12039.53
H3 | 1970s | natural gas | 0 | 0 | 0 | 0 | 0.18886 | 0.14109 | 0.12084 | 0.5492 | 1 | 0 | 0 | 0 | 0 | 0 | 0 | 1 | 0 | 0 | 0 | 0 | 0.20405 | 0.068018 | 0.72793 | 0 | 0 | 1 | 0 | 15 | 31328.12
H3 | 1970s | other fuel | 0 | 0 | 0 | 0 | 0 | 0 | 0 | 1 | 1 | 0 | 0 | 0 | 0 | 0 | 0 | 1 | 0 | 0 | 0 | 0 | 0 | 0 | 1 | 0 | 0 | 1 | 0 | 3 | 5406.43
H3 | 1970s | propane | 0 | 0 | 0 | 0 | 0 | 0 | 0 | 1 | 1 | 0 | 0 | 0 | 0 | 0 | 0 | 1 | 0 | 0 | 0 | 0 | 0 | 0 | 1 | 0 | 0 | 1 | 0 | 1 | 2130.88
H3 | 1980s | electricity | 0.15855 | 0 | 0 | 0 | 0 | 0 | 0 | 0.84145 | 1 | 0 | 0 | 0 | 0 | 0 | 0.52436 | 0.47564 | 0 | 0 | 0 | 0 | 0 | 0 | 1 | 0 | 0 | 0.84145 | 0.15855 | 4 | 7219.77
H3 | 1980s | natural gas | 0 | 0 | 0 | 0 | 0.20077 | 0.2037 | 0 | 0.59553 | 1 | 0 | 0 | 0 | 0 | 0 | 0 | 1 | 0 | 0 | 0 | 0.13061 | 0.26122 | 0.13061 | 0.47756 | 0 | 0 | 1 | 0 | 9 | 16314.87
H3 | 1980s | other fuel | 0 | 0 | 0 | 0 | 0 | 0 | 0 | 1 | 1 | 0 | 0 | 0 | 0 | 0 | 0 | 1 | 0 | 0 | 0 | 0 | 0 | 0 | 1 | 0 | 0 | 1 | 0 | 3 | 4420.22
H3 | 1980s | propane | 0 | 0 | 0 | 0 | 0 | 0 | 0 | 1 | 1 | 0 | 0 | 0 | 0 | 0 | 0 | 1 | 0 | 0 | 0 | 0 | 0 | 0 | 1 | 0 | 0 | 1 | 0 | 3 | 4468.01
H3 | 1990s | electricity | 0 | 0 | 0 | 0 | 0 | 0 | 0 | 1 | 0.77481 | 0 | 0 | 0.22519 | 0 | 0 | 0.35745 | 0.64255 | 0.10808 | 0 | 0 | 0 | 0 | 0 | 0.89192 | 0 | 0 | 1 | 0 | 6 | 10590.9
H3 | 1990s | natural gas | 0 | 0 | 0 | 0 | 0.41121 | 0.061164 | 0.2999 | 0.22772 | 1 | 0 | 0 | 0 | 0 | 0 | 0 | 1 | 0 | 0 | 0.11386 | 0 | 0 | 0 | 0.88614 | 0 | 0 | 1 | 0 | 12 | 18714.88
H3 | 1990s | other fuel | 0 | 0 | 0 | 0 | 0 | 0 | 0 | 1 | 1 | 0 | 0 | 0 | 0 | 0 | 0 | 1 | 0 | 0 | 0 | 0 | 0 | 0 | 1 | 0 | 0 | 1 | 0 | 4 | 4626.47
H3 | 1990s | propane | 0 | 0 | 0 | 0 | 0 | 0 | 0 | 1 | 1 | 0 | 0 | 0 | 0 | 0 | 0 | 1 | 0 | 0 | 0 | 0 | 0 | 0 | 1 | 0 | 0 | 1 | 0 | 1 | 1192.46
H3 | 2000s | electricity | 0 | 0 | 0 | 0 | 0 | 0 | 0 | 1 | 1 | 0 | 0 | 0 | 0 | 0 | 0 | 1 | 0.5 | 0 | 0 | 0 | 0 | 0 | 0.5 | 0 | 0 | 1 | 0 | 2 | 2384.92
H3 | 2000s | fuel oil | 0 | 0 | 0 | 0 | 0 | 0 | 0 | 1 | 1 | 0 | 0 | 0 | 0 | 0 | 0 | 1 | 0 | 0 | 0 | 0 | 0 | 0 | 1 | 0 | 0 | 1 | 0 | 1 | 1925.05
H3 | 2000s | natural gas | 0 | 0 | 0 | 0 | 0.24044 | 0.085466 | 0.27921 | 0.39488 | 1 | 0 | 0 | 0 | 0 | 0 | 0 | 1 | 0 | 0.04102 | 0 | 0 | 0.19374 | 0 | 0.76524 | 0 | 0 | 1 | 0 | 19 | 27904.94
H3 | 2000s | other fuel | 0 | 0 | 0 | 0 | 0 | 0 | 0 | 1 | 1 | 0 | 0 | 0 | 0 | 0 | 0 | 1 | 0 | 0 | 0 | 0 | 0 | 0 | 1 | 0 | 0 | 1 | 0 | 2 | 3275.55
H3 | 2010s | electricity | 1 | 0 | 0 | 0 | 0 | 0 | 0 | 0 | 1 | 0 | 0 | 0 | 0 | 0 | 0 | 1 | 0 | 0 | 0 | 0 | 0 | 0 | 1 | 0 | 0 | 1 | 0 | 1 | 3785.76
H3 | 2010s | natural gas | 0 | 0 | 0 | 0 | 1 | 0 | 0 | 0 | 1 | 0 | 0 | 0 | 0 | 0 | 0 | 1 | 0 | 0 | 0 | 0 | 0 | 0 | 1 | 0 | 0 | 1 | 0 | 1 | 2130.88
H3 | pre-1950 | electricity | 1 | 0 | 0 | 0 | 0 | 0 | 0 | 0 | 1 | 0 | 0 | 0 | 0 | 0 | 0 | 1 | 0 | 0 | 0 | 0 | 0 | 0 | 1 | 0 | 0 | 1 | 0 | 1 | 1144.67
H3 | pre-1950 | fuel oil | 0 | 0 | 0 | 0 | 0 | 0 | 0 | 1 | 1 | 0 | 0 | 0 | 0 | 0 | 0 | 1 | 0 | 0 | 0 | 0 | 0 | 0 | 1 | 0 | 0 | 1 | 0 | 1 | 8559.1
H3 | pre-1950 | natural gas | 0 | 0 | 0 | 0 | 0.2425 | 0.22827 | 0.047789 | 0.48144 | 1 | 0 | 0 | 0 | 0 | 0 | 0 | 1 | 0 | 0 | 0 | 0.047789 | 0.07346 | 0 | 0.87875 | 0 | 0 | 1 | 0 | 22 | 44589.4
H3 | pre-1950 | other fuel | 0 | 0 | 0 | 0 | 0 | 0 | 0 | 1 | 1 | 0 | 0 | 0 | 0 | 0 | 0 | 1 | 0 | 0 | 0 | 0 | 0 | 0 | 1 | 0 | 0 | 1 | 0 | 4 | 13553.87
H1C1 OR | pre-1950 | none | 0.125 | 0.125 | 0.125 | 0.125 | 0.125 | 0.125 | 0.125 | 0.125 | 0.16667 | 0.16667 | 0.16667 | 0.16667 | 0.16667 | 0.16667 | 0.5 | 0.5 | 0.11111 | 0.11111 | 0.11111 | 0.11111 | 0.11111 | 0.11111 | 0.11111 | 0.11111 | 0.11111 | 0.5 | 0.5 | 0 | 0
H1C1 OR | pre-1950 | propane | 0.125 | 0.125 | 0.125 | 0.125 | 0.125 | 0.125 | 0.125 | 0.125 | 0.16667 | 0.16667 | 0.16667 | 0.16667 | 0.16667 | 0.16667 | 0.5 | 0.5 | 0.11111 | 0.11111 | 0.11111 | 0.11111 | 0.11111 | 0.11111 | 0.11111 | 0.11111 | 0.11111 | 0.5 | 0.5 | 0 | 0
H1C1 OR | 1950s | none | 0.125 | 0.125 | 0.125 | 0.125 | 0.125 | 0.125 | 0.125 | 0.125 | 0.16667 | 0.16667 | 0.16667 | 0.16667 | 0.16667 | 0.16667 | 0.5 | 0.5 | 0.11111 | 0.11111 | 0.11111 | 0.11111 | 0.11111 | 0.11111 | 0.11111 | 0.11111 | 0.11111 | 0.5 | 0.5 | 0 | 0
H1C1 OR | 1950s | propane | 0.125 | 0.125 | 0.125 | 0.125 | 0.125 | 0.125 | 0.125 | 0.125 | 0.16667 | 0.16667 | 0.16667 | 0.16667 | 0.16667 | 0.16667 | 0.5 | 0.5 | 0.11111 | 0.11111 | 0.11111 | 0.11111 | 0.11111 | 0.11111 | 0.11111 | 0.11111 | 0.11111 | 0.5 | 0.5 | 0 | 0
H1C1 OR | 1960s | none | 0.125 | 0.125 | 0.125 | 0.125 | 0.125 | 0.125 | 0.125 | 0.125 | 0.16667 | 0.16667 | 0.16667 | 0.16667 | 0.16667 | 0.16667 | 0.5 | 0.5 | 0.11111 | 0.11111 | 0.11111 | 0.11111 | 0.11111 | 0.11111 | 0.11111 | 0.11111 | 0.11111 | 0.5 | 0.5 | 0 | 0
H1C1 OR | 1960s | propane | 0.125 | 0.125 | 0.125 | 0.125 | 0.125 | 0.125 | 0.125 | 0.125 | 0.16667 | 0.16667 | 0.16667 | 0.16667 | 0.16667 | 0.16667 | 0.5 | 0.5 | 0.11111 | 0.11111 | 0.11111 | 0.11111 | 0.11111 | 0.11111 | 0.11111 | 0.11111 | 0.11111 | 0.5 | 0.5 | 0 | 0
H1C1 OR | 1970s | fuel oil | 0.125 | 0.125 | 0.125 | 0.125 | 0.125 | 0.125 | 0.125 | 0.125 | 0.16667 | 0.16667 | 0.16667 | 0.16667 | 0.16667 | 0.16667 | 0.5 | 0.5 | 0.11111 | 0.11111 | 0.11111 | 0.11111 | 0.11111 | 0.11111 | 0.11111 | 0.11111 | 0.11111 | 0.5 | 0.5 | 0 | 0
H1C1 OR | 1970s | none | 0.125 | 0.125 | 0.125 | 0.125 | 0.125 | 0.125 | 0.125 | 0.125 | 0.16667 | 0.16667 | 0.16667 | 0.16667 | 0.16667 | 0.16667 | 0.5 | 0.5 | 0.11111 | 0.11111 | 0.11111 | 0.11111 | 0.11111 | 0.11111 | 0.11111 | 0.11111 | 0.11111 | 0.5 | 0.5 | 0 | 0
H1C1 OR | 1970s | propane | 0.125 | 0.125 | 0.125 | 0.125 | 0.125 | 0.125 | 0.125 | 0.125 | 0.16667 | 0.16667 | 0.16667 | 0.16667 | 0.16667 | 0.16667 | 0.5 | 0.5 | 0.11111 | 0.11111 | 0.11111 | 0.11111 | 0.11111 | 0.11111 | 0.11111 | 0.11111 | 0.11111 | 0.5 | 0.5 | 0 | 0
H1C1 OR | 1980s | fuel oil | 0.125 | 0.125 | 0.125 | 0.125 | 0.125 | 0.125 | 0.125 | 0.125 | 0.16667 | 0.16667 | 0.16667 | 0.16667 | 0.16667 | 0.16667 | 0.5 | 0.5 | 0.11111 | 0.11111 | 0.11111 | 0.11111 | 0.11111 | 0.11111 | 0.11111 | 0.11111 | 0.11111 | 0.5 | 0.5 | 0 | 0
H1C1 OR | 1980s | none | 0.125 | 0.125 | 0.125 | 0.125 | 0.125 | 0.125 | 0.125 | 0.125 | 0.16667 | 0.16667 | 0.16667 | 0.16667 | 0.16667 | 0.16667 | 0.5 | 0.5 | 0.11111 | 0.11111 | 0.11111 | 0.11111 | 0.11111 | 0.11111 | 0.11111 | 0.11111 | 0.11111 | 0.5 | 0.5 | 0 | 0
H1C1 OR | 1980s | propane | 0.125 | 0.125 | 0.125 | 0.125 | 0.125 | 0.125 | 0.125 | 0.125 | 0.16667 | 0.16667 | 0.16667 | 0.16667 | 0.16667 | 0.16667 | 0.5 | 0.5 | 0.11111 | 0.11111 | 0.11111 | 0.11111 | 0.11111 | 0.11111 | 0.11111 | 0.11111 | 0.11111 | 0.5 | 0.5 | 0 | 0
H1C1 OR | 1990s | none | 0.125 | 0.125 | 0.125 | 0.125 | 0.125 | 0.125 | 0.125 | 0.125 | 0.16667 | 0.16667 | 0.16667 | 0.16667 | 0.16667 | 0.16667 | 0.5 | 0.5 | 0.11111 | 0.11111 | 0.11111 | 0.11111 | 0.11111 | 0.11111 | 0.11111 | 0.11111 | 0.11111 | 0.5 | 0.5 | 0 | 0
H1C1 OR | 1990s | propane | 0.125 | 0.125 | 0.125 | 0.125 | 0.125 | 0.125 | 0.125 | 0.125 | 0.16667 | 0.16667 | 0.16667 | 0.16667 | 0.16667 | 0.16667 | 0.5 | 0.5 | 0.11111 | 0.11111 | 0.11111 | 0.11111 | 0.11111 | 0.11111 | 0.11111 | 0.11111 | 0.11111 | 0.5 | 0.5 | 0 | 0
H1C1 OR | 2000s | fuel oil | 0.125 | 0.125 | 0.125 | 0.125 | 0.125 | 0.125 | 0.125 | 0.125 | 0.16667 | 0.16667 | 0.16667 | 0.16667 | 0.16667 | 0.16667 | 0.5 | 0.5 | 0.11111 | 0.11111 | 0.11111 | 0.11111 | 0.11111 | 0.11111 | 0.11111 | 0.11111 | 0.11111 | 0.5 | 0.5 | 0 | 0
H1C1 OR | 2000s | none | 0.125 | 0.125 | 0.125 | 0.125 | 0.125 | 0.125 | 0.125 | 0.125 | 0.16667 | 0.16667 | 0.16667 | 0.16667 | 0.16667 | 0.16667 | 0.5 | 0.5 | 0.11111 | 0.11111 | 0.11111 | 0.11111 | 0.11111 | 0.11111 | 0.11111 | 0.11111 | 0.11111 | 0.5 | 0.5 | 0 | 0
H1C1 OR | 2000s | other fuel | 0.125 | 0.125 | 0.125 | 0.125 | 0.125 | 0.125 | 0.125 | 0.125 | 0.16667 | 0.16667 | 0.16667 | 0.16667 | 0.16667 | 0.16667 | 0.5 | 0.5 | 0.11111 | 0.11111 | 0.11111 | 0.11111 | 0.11111 | 0.11111 | 0.11111 | 0.11111 | 0.11111 | 0.5 | 0.5 | 0 | 0
H1C1 OR | 2000s | propane | 0.125 | 0.125 | 0.125 | 0.125 | 0.125 | 0.125 | 0.125 | 0.125 | 0.16667 | 0.16667 | 0.16667 | 0.16667 | 0.16667 | 0.16667 | 0.5 | 0.5 | 0.11111 | 0.11111 | 0.11111 | 0.11111 | 0.11111 | 0.11111 | 0.11111 | 0.11111 | 0.11111 | 0.5 | 0.5 | 0 | 0
H1C1 OR | 2010s | fuel oil | 0.125 | 0.125 | 0.125 | 0.125 | 0.125 | 0.125 | 0.125 | 0.125 | 0.16667 | 0.16667 | 0.16667 | 0.16667 | 0.16667 | 0.16667 | 0.5 | 0.5 | 0.11111 | 0.11111 | 0.11111 | 0.11111 | 0.11111 | 0.11111 | 0.11111 | 0.11111 | 0.11111 | 0.5 | 0.5 | 0 | 0
H1C1 OR | 2010s | none | 0.125 | 0.125 | 0.125 | 0.125 | 0.125 | 0.125 | 0.125 | 0.125 | 0.16667 | 0.16667 | 0.16667 | 0.16667 | 0.16667 | 0.16667 | 0.5 | 0.5 | 0.11111 | 0.11111 | 0.11111 | 0.11111 | 0.11111 | 0.11111 | 0.11111 | 0.11111 | 0.11111 | 0.5 | 0.5 | 0 | 0
H1C1 OR | 2010s | propane | 0.125 | 0.125 | 0.125 | 0.125 | 0.125 | 0.125 | 0.125 | 0.125 | 0.16667 | 0.16667 | 0.16667 | 0.16667 | 0.16667 | 0.16667 | 0.5 | 0.5 | 0.11111 | 0.11111 | 0.11111 | 0.11111 | 0.11111 | 0.11111 | 0.11111 | 0.11111 | 0.11111 | 0.5 | 0.5 | 0 | 0
H1C1 WA | pre-1950 | none | 0.125 | 0.125 | 0.125 | 0.125 | 0.125 | 0.125 | 0.125 | 0.125 | 0.16667 | 0.16667 | 0.16667 | 0.16667 | 0.16667 | 0.16667 | 0.5 | 0.5 | 0.11111 | 0.11111 | 0.11111 | 0.11111 | 0.11111 | 0.11111 | 0.11111 | 0.11111 | 0.11111 | 0.5 | 0.5 | 0 | 0
H1C1 WA | 1950s | none | 0.125 | 0.125 | 0.125 | 0.125 | 0.125 | 0.125 | 0.125 | 0.125 | 0.16667 | 0.16667 | 0.16667 | 0.16667 | 0.16667 | 0.16667 | 0.5 | 0.5 | 0.11111 | 0.11111 | 0.11111 | 0.11111 | 0.11111 | 0.11111 | 0.11111 | 0.11111 | 0.11111 | 0.5 | 0.5 | 0 | 0
H1C1 WA | 1960s | propane | 0.125 | 0.125 | 0.125 | 0.125 | 0.125 | 0.125 | 0.125 | 0.125 | 0.16667 | 0.16667 | 0.16667 | 0.16667 | 0.16667 | 0.16667 | 0.5 | 0.5 | 0.11111 | 0.11111 | 0.11111 | 0.11111 | 0.11111 | 0.11111 | 0.11111 | 0.11111 | 0.11111 | 0.5 | 0.5 | 0 | 0
H1C1 WA | 1970s | none | 0.125 | 0.125 | 0.125 | 0.125 | 0.125 | 0.125 | 0.125 | 0.125 | 0.16667 | 0.16667 | 0.16667 | 0.16667 | 0.16667 | 0.16667 | 0.5 | 0.5 | 0.11111 | 0.11111 | 0.11111 | 0.11111 | 0.11111 | 0.11111 | 0.11111 | 0.11111 | 0.11111 | 0.5 | 0.5 | 0 | 0
H1C1 WA | 1980s | fuel oil | 0.125 | 0.125 | 0.125 | 0.125 | 0.125 | 0.125 | 0.125 | 0.125 | 0.16667 | 0.16667 | 0.16667 | 0.16667 | 0.16667 | 0.16667 | 0.5 | 0.5 | 0.11111 | 0.11111 | 0.11111 | 0.11111 | 0.11111 | 0.11111 | 0.11111 | 0.11111 | 0.11111 | 0.5 | 0.5 | 0 | 0
H1C1 WA | 1980s | none | 0.125 | 0.125 | 0.125 | 0.125 | 0.125 | 0.125 | 0.125 | 0.125 | 0.16667 | 0.16667 | 0.16667 | 0.16667 | 0.16667 | 0.16667 | 0.5 | 0.5 | 0.11111 | 0.11111 | 0.11111 | 0.11111 | 0.11111 | 0.11111 | 0.11111 | 0.11111 | 0.11111 | 0.5 | 0.5 | 0 | 0
H1C1 WA | 1990s | fuel oil | 0.125 | 0.125 | 0.125 | 0.125 | 0.125 | 0.125 | 0.125 | 0.125 | 0.16667 | 0.16667 | 0.16667 | 0.16667 | 0.16667 | 0.16667 | 0.5 | 0.5 | 0.11111 | 0.11111 | 0.11111 | 0.11111 | 0.11111 | 0.11111 | 0.11111 | 0.11111 | 0.11111 | 0.5 | 0.5 | 0 | 0
H1C1 WA | 1990s | propane | 0.125 | 0.125 | 0.125 | 0.125 | 0.125 | 0.125 | 0.125 | 0.125 | 0.16667 | 0.16667 | 0.16667 | 0.16667 | 0.16667 | 0.16667 | 0.5 | 0.5 | 0.11111 | 0.11111 | 0.11111 | 0.11111 | 0.11111 | 0.11111 | 0.11111 | 0.11111 | 0.11111 | 0.5 | 0.5 | 0 | 0
H1C1 WA | 2000s | fuel oil | 0.125 | 0.125 | 0.125 | 0.125 | 0.125 | 0.125 | 0.125 | 0.125 | 0.16667 | 0.16667 | 0.16667 | 0.16667 | 0.16667 | 0.16667 | 0.5 | 0.5 | 0.11111 | 0.11111 | 0.11111 | 0.11111 | 0.11111 | 0.11111 | 0.11111 | 0.11111 | 0.11111 | 0.5 | 0.5 | 0 | 0
H1C1 WA | 2000s | none | 0.125 | 0.125 | 0.125 | 0.125 | 0.125 | 0.125 | 0.125 | 0.125 | 0.16667 | 0.16667 | 0.16667 | 0.16667 | 0.16667 | 0.16667 | 0.5 | 0.5 | 0.11111 | 0.11111 | 0.11111 | 0.11111 | 0.11111 | 0.11111 | 0.11111 | 0.11111 | 0.11111 | 0.5 | 0.5 | 0 | 0
H1C1 WA | 2010s | electricity | 0.125 | 0.125 | 0.125 | 0.125 | 0.125 | 0.125 | 0.125 | 0.125 | 0.16667 | 0.16667 | 0.16667 | 0.16667 | 0.16667 | 0.16667 | 0.5 | 0.5 | 0.11111 | 0.11111 | 0.11111 | 0.11111 | 0.11111 | 0.11111 | 0.11111 | 0.11111 | 0.11111 | 0.5 | 0.5 | 0 | 0
H1C1 WA | 2010s | fuel oil | 0.125 | 0.125 | 0.125 | 0.125 | 0.125 | 0.125 | 0.125 | 0.125 | 0.16667 | 0.16667 | 0.16667 | 0.16667 | 0.16667 | 0.16667 | 0.5 | 0.5 | 0.11111 | 0.11111 | 0.11111 | 0.11111 | 0.11111 | 0.11111 | 0.11111 | 0.11111 | 0.11111 | 0.5 | 0.5 | 0 | 0
H1C1 WA | 2010s | none | 0.125 | 0.125 | 0.125 | 0.125 | 0.125 | 0.125 | 0.125 | 0.125 | 0.16667 | 0.16667 | 0.16667 | 0.16667 | 0.16667 | 0.16667 | 0.5 | 0.5 | 0.11111 | 0.11111 | 0.11111 | 0.11111 | 0.11111 | 0.11111 | 0.11111 | 0.11111 | 0.11111 | 0.5 | 0.5 | 0 | 0
H1C1 WA | 2010s | other fuel | 0.125 | 0.125 | 0.125 | 0.125 | 0.125 | 0.125 | 0.125 | 0.125 | 0.16667 | 0.16667 | 0.16667 | 0.16667 | 0.16667 | 0.16667 | 0.5 | 0.5 | 0.11111 | 0.11111 | 0.11111 | 0.11111 | 0.11111 | 0.11111 | 0.11111 | 0.11111 | 0.11111 | 0.5 | 0.5 | 0 | 0
H1C1 WA | 2010s | propane | 0.125 | 0.125 | 0.125 | 0.125 | 0.125 | 0.125 | 0.125 | 0.125 | 0.16667 | 0.16667 | 0.16667 | 0.16667 | 0.16667 | 0.16667 | 0.5 | 0.5 | 0.11111 | 0.11111 | 0.11111 | 0.11111 | 0.11111 | 0.11111 | 0.11111 | 0.11111 | 0.11111 | 0.5 | 0.5 | 0 | 0
H1C2 | pre-1950 | none | 0.125 | 0.125 | 0.125 | 0.125 | 0.125 | 0.125 | 0.125 | 0.125 | 0.16667 | 0.16667 | 0.16667 | 0.16667 | 0.16667 | 0.16667 | 0.5 | 0.5 | 0.11111 | 0.11111 | 0.11111 | 0.11111 | 0.11111 | 0.11111 | 0.11111 | 0.11111 | 0.11111 | 0.5 | 0.5 | 0 | 0
H1C2 | pre-1950 | propane | 0.125 | 0.125 | 0.125 | 0.125 | 0.125 | 0.125 | 0.125 | 0.125 | 0.16667 | 0.16667 | 0.16667 | 0.16667 | 0.16667 | 0.16667 | 0.5 | 0.5 | 0.11111 | 0.11111 | 0.11111 | 0.11111 | 0.11111 | 0.11111 | 0.11111 | 0.11111 | 0.11111 | 0.5 | 0.5 | 0 | 0
H1C2 | 1950s | fuel oil | 0.125 | 0.125 | 0.125 | 0.125 | 0.125 | 0.125 | 0.125 | 0.125 | 0.16667 | 0.16667 | 0.16667 | 0.16667 | 0.16667 | 0.16667 | 0.5 | 0.5 | 0.11111 | 0.11111 | 0.11111 | 0.11111 | 0.11111 | 0.11111 | 0.11111 | 0.11111 | 0.11111 | 0.5 | 0.5 | 0 | 0
H1C2 | 1950s | none | 0.125 | 0.125 | 0.125 | 0.125 | 0.125 | 0.125 | 0.125 | 0.125 | 0.16667 | 0.16667 | 0.16667 | 0.16667 | 0.16667 | 0.16667 | 0.5 | 0.5 | 0.11111 | 0.11111 | 0.11111 | 0.11111 | 0.11111 | 0.11111 | 0.11111 | 0.11111 | 0.11111 | 0.5 | 0.5 | 0 | 0
H1C2 | 1950s | other fuel | 0.125 | 0.125 | 0.125 | 0.125 | 0.125 | 0.125 | 0.125 | 0.125 | 0.16667 | 0.16667 | 0.16667 | 0.16667 | 0.16667 | 0.16667 | 0.5 | 0.5 | 0.11111 | 0.11111 | 0.11111 | 0.11111 | 0.11111 | 0.11111 | 0.11111 | 0.11111 | 0.11111 | 0.5 | 0.5 | 0 | 0
H1C2 | 1960s | none | 0.125 | 0.125 | 0.125 | 0.125 | 0.125 | 0.125 | 0.125 | 0.125 | 0.16667 | 0.16667 | 0.16667 | 0.16667 | 0.16667 | 0.16667 | 0.5 | 0.5 | 0.11111 | 0.11111 | 0.11111 | 0.11111 | 0.11111 | 0.11111 | 0.11111 | 0.11111 | 0.11111 | 0.5 | 0.5 | 0 | 0
H1C2 | 1960s | propane | 0.125 | 0.125 | 0.125 | 0.125 | 0.125 | 0.125 | 0.125 | 0.125 | 0.16667 | 0.16667 | 0.16667 | 0.16667 | 0.16667 | 0.16667 | 0.5 | 0.5 | 0.11111 | 0.11111 | 0.11111 | 0.11111 | 0.11111 | 0.11111 | 0.11111 | 0.11111 | 0.11111 | 0.5 | 0.5 | 0 | 0
H1C2 | 1970s | fuel oil | 0.125 | 0.125 | 0.125 | 0.125 | 0.125 | 0.125 | 0.125 | 0.125 | 0.16667 | 0.16667 | 0.16667 | 0.16667 | 0.16667 | 0.16667 | 0.5 | 0.5 | 0.11111 | 0.11111 | 0.11111 | 0.11111 | 0.11111 | 0.11111 | 0.11111 | 0.11111 | 0.11111 | 0.5 | 0.5 | 0 | 0
H1C2 | 1970s | none | 0.125 | 0.125 | 0.125 | 0.125 | 0.125 | 0.125 | 0.125 | 0.125 | 0.16667 | 0.16667 | 0.16667 | 0.16667 | 0.16667 | 0.16667 | 0.5 | 0.5 | 0.11111 | 0.11111 | 0.11111 | 0.11111 | 0.11111 | 0.11111 | 0.11111 | 0.11111 | 0.11111 | 0.5 | 0.5 | 0 | 0
H1C2 | 1970s | propane | 0.125 | 0.125 | 0.125 | 0.125 | 0.125 | 0.125 | 0.125 | 0.125 | 0.16667 | 0.16667 | 0.16667 | 0.16667 | 0.16667 | 0.16667 | 0.5 | 0.5 | 0.11111 | 0.11111 | 0.11111 | 0.11111 | 0.11111 | 0.11111 | 0.11111 | 0.11111 | 0.11111 | 0.5 | 0.5 | 0 | 0
H1C2 | 1980s | fuel oil | 0.125 | 0.125 | 0.125 | 0.125 | 0.125 | 0.125 | 0.125 | 0.125 | 0.16667 | 0.16667 | 0.16667 | 0.16667 | 0.16667 | 0.16667 | 0.5 | 0.5 | 0.11111 | 0.11111 | 0.11111 | 0.11111 | 0.11111 | 0.11111 | 0.11111 | 0.11111 | 0.11111 | 0.5 | 0.5 | 0 | 0
H1C2 | 1980s | none | 0.125 | 0.125 | 0.125 | 0.125 | 0.125 | 0.125 | 0.125 | 0.125 | 0.16667 | 0.16667 | 0.16667 | 0.16667 | 0.16667 | 0.16667 | 0.5 | 0.5 | 0.11111 | 0.11111 | 0.11111 | 0.11111 | 0.11111 | 0.11111 | 0.11111 | 0.11111 | 0.11111 | 0.5 | 0.5 | 0 | 0
H1C2 | 1980s | propane | 0.125 | 0.125 | 0.125 | 0.125 | 0.125 | 0.125 | 0.125 | 0.125 | 0.16667 | 0.16667 | 0.16667 | 0.16667 | 0.16667 | 0.16667 | 0.5 | 0.5 | 0.11111 | 0.11111 | 0.11111 | 0.11111 | 0.11111 | 0.11111 | 0.11111 | 0.11111 | 0.11111 | 0.5 | 0.5 | 0 | 0
H1C2 | 1990s | fuel oil | 0.125 | 0.125 | 0.125 | 0.125 | 0.125 | 0.125 | 0.125 | 0.125 | 0.16667 | 0.16667 | 0.16667 | 0.16667 | 0.16667 | 0.16667 | 0.5 | 0.5 | 0.11111 | 0.11111 | 0.11111 | 0.11111 | 0.11111 | 0.11111 | 0.11111 | 0.11111 | 0.11111 | 0.5 | 0.5 | 0 | 0
H1C2 | 1990s | propane | 0.125 | 0.125 | 0.125 | 0.125 | 0.125 | 0.125 | 0.125 | 0.125 | 0.16667 | 0.16667 | 0.16667 | 0.16667 | 0.16667 | 0.16667 | 0.5 | 0.5 | 0.11111 | 0.11111 | 0.11111 | 0.11111 | 0.11111 | 0.11111 | 0.11111 | 0.11111 | 0.11111 | 0.5 | 0.5 | 0 | 0
H1C2 | 2000s | fuel oil | 0.125 | 0.125 | 0.125 | 0.125 | 0.125 | 0.125 | 0.125 | 0.125 | 0.16667 | 0.16667 | 0.16667 | 0.16667 | 0.16667 | 0.16667 | 0.5 | 0.5 | 0.11111 | 0.11111 | 0.11111 | 0.11111 | 0.11111 | 0.11111 | 0.11111 | 0.11111 | 0.11111 | 0.5 | 0.5 | 0 | 0
H1C2 | 2000s | none | 0.125 | 0.125 | 0.125 | 0.125 | 0.125 | 0.125 | 0.125 | 0.125 | 0.16667 | 0.16667 | 0.16667 | 0.16667 | 0.16667 | 0.16667 | 0.5 | 0.5 | 0.11111 | 0.11111 | 0.11111 | 0.11111 | 0.11111 | 0.11111 | 0.11111 | 0.11111 | 0.11111 | 0.5 | 0.5 | 0 | 0
H1C2 | 2000s | other fuel | 0.125 | 0.125 | 0.125 | 0.125 | 0.125 | 0.125 | 0.125 | 0.125 | 0.16667 | 0.16667 | 0.16667 | 0.16667 | 0.16667 | 0.16667 | 0.5 | 0.5 | 0.11111 | 0.11111 | 0.11111 | 0.11111 | 0.11111 | 0.11111 | 0.11111 | 0.11111 | 0.11111 | 0.5 | 0.5 | 0 | 0
H1C2 | 2000s | propane | 0.125 | 0.125 | 0.125 | 0.125 | 0.125 | 0.125 | 0.125 | 0.125 | 0.16667 | 0.16667 | 0.16667 | 0.16667 | 0.16667 | 0.16667 | 0.5 | 0.5 | 0.11111 | 0.11111 | 0.11111 | 0.11111 | 0.11111 | 0.11111 | 0.11111 | 0.11111 | 0.11111 | 0.5 | 0.5 | 0 | 0
H1C2 | 2010s | electricity | 0.125 | 0.125 | 0.125 | 0.125 | 0.125 | 0.125 | 0.125 | 0.125 | 0.16667 | 0.16667 | 0.16667 | 0.16667 | 0.16667 | 0.16667 | 0.5 | 0.5 | 0.11111 | 0.11111 | 0.11111 | 0.11111 | 0.11111 | 0.11111 | 0.11111 | 0.11111 | 0.11111 | 0.5 | 0.5 | 0 | 0
H1C2 | 2010s | fuel oil | 0.125 | 0.125 | 0.125 | 0.125 | 0.125 | 0.125 | 0.125 | 0.125 | 0.16667 | 0.16667 | 0.16667 | 0.16667 | 0.16667 | 0.16667 | 0.5 | 0.5 | 0.11111 | 0.11111 | 0.11111 | 0.11111 | 0.11111 | 0.11111 | 0.11111 | 0.11111 | 0.11111 | 0.5 | 0.5 | 0 | 0
H1C2 | 2010s | natural gas | 0.125 | 0.125 | 0.125 | 0.125 | 0.125 | 0.125 | 0.125 | 0.125 | 0.16667 | 0.16667 | 0.16667 | 0.16667 | 0.16667 | 0.16667 | 0.5 | 0.5 | 0.11111 | 0.11111 | 0.11111 | 0.11111 | 0.11111 | 0.11111 | 0.11111 | 0.11111 | 0.11111 | 0.5 | 0.5 | 0 | 0
H1C2 | 2010s | none | 0.125 | 0.125 | 0.125 | 0.125 | 0.125 | 0.125 | 0.125 | 0.125 | 0.16667 | 0.16667 | 0.16667 | 0.16667 | 0.16667 | 0.16667 | 0.5 | 0.5 | 0.11111 | 0.11111 | 0.11111 | 0.11111 | 0.11111 | 0.11111 | 0.11111 | 0.11111 | 0.11111 | 0.5 | 0.5 | 0 | 0
H1C2 | 2010s | other fuel | 0.125 | 0.125 | 0.125 | 0.125 | 0.125 | 0.125 | 0.125 | 0.125 | 0.16667 | 0.16667 | 0.16667 | 0.16667 | 0.16667 | 0.16667 | 0.5 | 0.5 | 0.11111 | 0.11111 | 0.11111 | 0.11111 | 0.11111 | 0.11111 | 0.11111 | 0.11111 | 0.11111 | 0.5 | 0.5 | 0 | 0
H1C2 | 2010s | propane | 0.125 | 0.125 | 0.125 | 0.125 | 0.125 | 0.125 | 0.125 | 0.125 | 0.16667 | 0.16667 | 0.16667 | 0.16667 | 0.16667 | 0.16667 | 0.5 | 0.5 | 0.11111 | 0.11111 | 0.11111 | 0.11111 | 0.11111 | 0.11111 | 0.11111 | 0.11111 | 0.11111 | 0.5 | 0.5 | 0 | 0
H1C3 | pre-1950 | none | 0.125 | 0.125 | 0.125 | 0.125 | 0.125 | 0.125 | 0.125 | 0.125 | 0.16667 | 0.16667 | 0.16667 | 0.16667 | 0.16667 | 0.16667 | 0.5 | 0.5 | 0.11111 | 0.11111 | 0.11111 | 0.11111 | 0.11111 | 0.11111 | 0.11111 | 0.11111 | 0.11111 | 0.5 | 0.5 | 0 | 0
H1C3 | pre-1950 | other fuel | 0.125 | 0.125 | 0.125 | 0.125 | 0.125 | 0.125 | 0.125 | 0.125 | 0.16667 | 0.16667 | 0.16667 | 0.16667 | 0.16667 | 0.16667 | 0.5 | 0.5 | 0.11111 | 0.11111 | 0.11111 | 0.11111 | 0.11111 | 0.11111 | 0.11111 | 0.11111 | 0.11111 | 0.5 | 0.5 | 0 | 0
H1C3 | pre-1950 | propane | 0.125 | 0.125 | 0.125 | 0.125 | 0.125 | 0.125 | 0.125 | 0.125 | 0.16667 | 0.16667 | 0.16667 | 0.16667 | 0.16667 | 0.16667 | 0.5 | 0.5 | 0.11111 | 0.11111 | 0.11111 | 0.11111 | 0.11111 | 0.11111 | 0.11111 | 0.11111 | 0.11111 | 0.5 | 0.5 | 0 | 0
H1C3 | 1950s | fuel oil | 0.125 | 0.125 | 0.125 | 0.125 | 0.125 | 0.125 | 0.125 | 0.125 | 0.16667 | 0.16667 | 0.16667 | 0.16667 | 0.16667 | 0.16667 | 0.5 | 0.5 | 0.11111 | 0.11111 | 0.11111 | 0.11111 | 0.11111 | 0.11111 | 0.11111 | 0.11111 | 0.11111 | 0.5 | 0.5 | 0 | 0
H1C3 | 1950s | none | 0.125 | 0.125 | 0.125 | 0.125 | 0.125 | 0.125 | 0.125 | 0.125 | 0.16667 | 0.16667 | 0.16667 | 0.16667 | 0.16667 | 0.16667 | 0.5 | 0.5 | 0.11111 | 0.11111 | 0.11111 | 0.11111 | 0.11111 | 0.11111 | 0.11111 | 0.11111 | 0.11111 | 0.5 | 0.5 | 0 | 0
H1C3 | 1950s | propane | 0.125 | 0.125 | 0.125 | 0.125 | 0.125 | 0.125 | 0.125 | 0.125 | 0.16667 | 0.16667 | 0.16667 | 0.16667 | 0.16667 | 0.16667 | 0.5 | 0.5 | 0.11111 | 0.11111 | 0.11111 | 0.11111 | 0.11111 | 0.11111 | 0.11111 | 0.11111 | 0.11111 | 0.5 | 0.5 | 0 | 0
H1C3 | 1960s | fuel oil | 0.125 | 0.125 | 0.125 | 0.125 | 0.125 | 0.125 | 0.125 | 0.125 | 0.16667 | 0.16667 | 0.16667 | 0.16667 | 0.16667 | 0.16667 | 0.5 | 0.5 | 0.11111 | 0.11111 | 0.11111 | 0.11111 | 0.11111 | 0.11111 | 0.11111 | 0.11111 | 0.11111 | 0.5 | 0.5 | 0 | 0
H1C3 | 1960s | none | 0.125 | 0.125 | 0.125 | 0.125 | 0.125 | 0.125 | 0.125 | 0.125 | 0.16667 | 0.16667 | 0.16667 | 0.16667 | 0.16667 | 0.16667 | 0.5 | 0.5 | 0.11111 | 0.11111 | 0.11111 | 0.11111 | 0.11111 | 0.11111 | 0.11111 | 0.11111 | 0.11111 | 0.5 | 0.5 | 0 | 0
H1C3 | 1960s | other fuel | 0.125 | 0.125 | 0.125 | 0.125 | 0.125 | 0.125 | 0.125 | 0.125 | 0.16667 | 0.16667 | 0.16667 | 0.16667 | 0.16667 | 0.16667 | 0.5 | 0.5 | 0.11111 | 0.11111 | 0.11111 | 0.11111 | 0.11111 | 0.11111 | 0.11111 | 0.11111 | 0.11111 | 0.5 | 0.5 | 0 | 0
H1C3 | 1960s | propane | 0.125 | 0.125 | 0.125 | 0.125 | 0.125 | 0.125 | 0.125 | 0.125 | 0.16667 | 0.16667 | 0.16667 | 0.16667 | 0.16667 | 0.16667 | 0.5 | 0.5 | 0.11111 | 0.11111 | 0.11111 | 0.11111 | 0.11111 | 0.11111 | 0.11111 | 0.11111 | 0.11111 | 0.5 | 0.5 | 0 | 0
H1C3 | 1970s | fuel oil | 0.125 | 0.125 | 0.125 | 0.125 | 0.125 | 0.125 | 0.125 | 0.125 | 0.16667 | 0.16667 | 0.16667 | 0.16667 | 0.16667 | 0.16667 | 0.5 | 0.5 | 0.11111 | 0.11111 | 0.11111 | 0.11111 | 0.11111 | 0.11111 | 0.11111 | 0.11111 | 0.11111 | 0.5 | 0.5 | 0 | 0
H1C3 | 1970s | propane | 0.125 | 0.125 | 0.125 | 0.125 | 0.125 | 0.125 | 0.125 | 0.125 | 0.16667 | 0.16667 | 0.16667 | 0.16667 | 0.16667 | 0.16667 | 0.5 | 0.5 | 0.11111 | 0.11111 | 0.11111 | 0.11111 | 0.11111 | 0.11111 | 0.11111 | 0.11111 | 0.11111 | 0.5 | 0.5 | 0 | 0
H1C3 | 1980s | fuel oil | 0.125 | 0.125 | 0.125 | 0.125 | 0.125 | 0.125 | 0.125 | 0.125 | 0.16667 | 0.16667 | 0.16667 | 0.16667 | 0.16667 | 0.16667 | 0.5 | 0.5 | 0.11111 | 0.11111 | 0.11111 | 0.11111 | 0.11111 | 0.11111 | 0.11111 | 0.11111 | 0.11111 | 0.5 | 0.5 | 0 | 0
H1C3 | 1980s | none | 0.125 | 0.125 | 0.125 | 0.125 | 0.125 | 0.125 | 0.125 | 0.125 | 0.16667 | 0.16667 | 0.16667 | 0.16667 | 0.16667 | 0.16667 | 0.5 | 0.5 | 0.11111 | 0.11111 | 0.11111 | 0.11111 | 0.11111 | 0.11111 | 0.11111 | 0.11111 | 0.11111 | 0.5 | 0.5 | 0 | 0
H1C3 | 1980s | propane | 0.125 | 0.125 | 0.125 | 0.125 | 0.125 | 0.125 | 0.125 | 0.125 | 0.16667 | 0.16667 | 0.16667 | 0.16667 | 0.16667 | 0.16667 | 0.5 | 0.5 | 0.11111 | 0.11111 | 0.11111 | 0.11111 | 0.11111 | 0.11111 | 0.11111 | 0.11111 | 0.11111 | 0.5 | 0.5 | 0 | 0
H1C3 | 1990s | fuel oil | 0.125 | 0.125 | 0.125 | 0.125 | 0.125 | 0.125 | 0.125 | 0.125 | 0.16667 | 0.16667 | 0.16667 | 0.16667 | 0.16667 | 0.16667 | 0.5 | 0.5 | 0.11111 | 0.11111 | 0.11111 | 0.11111 | 0.11111 | 0.11111 | 0.11111 | 0.11111 | 0.11111 | 0.5 | 0.5 | 0 | 0
H1C3 | 1990s | none | 0.125 | 0.125 | 0.125 | 0.125 | 0.125 | 0.125 | 0.125 | 0.125 | 0.16667 | 0.16667 | 0.16667 | 0.16667 | 0.16667 | 0.16667 | 0.5 | 0.5 | 0.11111 | 0.11111 | 0.11111 | 0.11111 | 0.11111 | 0.11111 | 0.11111 | 0.11111 | 0.11111 | 0.5 | 0.5 | 0 | 0
H1C3 | 1990s | propane | 0.125 | 0.125 | 0.125 | 0.125 | 0.125 | 0.125 | 0.125 | 0.125 | 0.16667 | 0.16667 | 0.16667 | 0.16667 | 0.16667 | 0.16667 | 0.5 | 0.5 | 0.11111 | 0.11111 | 0.11111 | 0.11111 | 0.11111 | 0.11111 | 0.11111 | 0.11111 | 0.11111 | 0.5 | 0.5 | 0 | 0
H1C3 | 2000s | fuel oil | 0.125 | 0.125 | 0.125 | 0.125 | 0.125 | 0.125 | 0.125 | 0.125 | 0.16667 | 0.16667 | 0.16667 | 0.16667 | 0.16667 | 0.16667 | 0.5 | 0.5 | 0.11111 | 0.11111 | 0.11111 | 0.11111 | 0.11111 | 0.11111 | 0.11111 | 0.11111 | 0.11111 | 0.5 | 0.5 | 0 | 0
H1C3 | 2000s | none | 0.125 | 0.125 | 0.125 | 0.125 | 0.125 | 0.125 | 0.125 | 0.125 | 0.16667 | 0.16667 | 0.16667 | 0.16667 | 0.16667 | 0.16667 | 0.5 | 0.5 | 0.11111 | 0.11111 | 0.11111 | 0.11111 | 0.11111 | 0.11111 | 0.11111 | 0.11111 | 0.11111 | 0.5 | 0.5 | 0 | 0
H1C3 | 2000s | propane | 0.125 | 0.125 | 0.125 | 0.125 | 0.125 | 0.125 | 0.125 | 0.125 | 0.16667 | 0.16667 | 0.16667 | 0.16667 | 0.16667 | 0.16667 | 0.5 | 0.5 | 0.11111 | 0.11111 | 0.11111 | 0.11111 | 0.11111 | 0.11111 | 0.11111 | 0.11111 | 0.11111 | 0.5 | 0.5 | 0 | 0
H1C3 | 2010s | electricity | 0.125 | 0.125 | 0.125 | 0.125 | 0.125 | 0.125 | 0.125 | 0.125 | 0.16667 | 0.16667 | 0.16667 | 0.16667 | 0.16667 | 0.16667 | 0.5 | 0.5 | 0.11111 | 0.11111 | 0.11111 | 0.11111 | 0.11111 | 0.11111 | 0.11111 | 0.11111 | 0.11111 | 0.5 | 0.5 | 0 | 0
H1C3 | 2010s | fuel oil | 0.125 | 0.125 | 0.125 | 0.125 | 0.125 | 0.125 | 0.125 | 0.125 | 0.16667 | 0.16667 | 0.16667 | 0.16667 | 0.16667 | 0.16667 | 0.5 | 0.5 | 0.11111 | 0.11111 | 0.11111 | 0.11111 | 0.11111 | 0.11111 | 0.11111 | 0.11111 | 0.11111 | 0.5 | 0.5 | 0 | 0
H1C3 | 2010s | natural gas | 0.125 | 0.125 | 0.125 | 0.125 | 0.125 | 0.125 | 0.125 | 0.125 | 0.16667 | 0.16667 | 0.16667 | 0.16667 | 0.16667 | 0.16667 | 0.5 | 0.5 | 0.11111 | 0.11111 | 0.11111 | 0.11111 | 0.11111 | 0.11111 | 0.11111 | 0.11111 | 0.11111 | 0.5 | 0.5 | 0 | 0
H1C3 | 2010s | none | 0.125 | 0.125 | 0.125 | 0.125 | 0.125 | 0.125 | 0.125 | 0.125 | 0.16667 | 0.16667 | 0.16667 | 0.16667 | 0.16667 | 0.16667 | 0.5 | 0.5 | 0.11111 | 0.11111 | 0.11111 | 0.11111 | 0.11111 | 0.11111 | 0.11111 | 0.11111 | 0.11111 | 0.5 | 0.5 | 0 | 0
H1C3 | 2010s | other fuel | 0.125 | 0.125 | 0.125 | 0.125 | 0.125 | 0.125 | 0.125 | 0.125 | 0.16667 | 0.16667 | 0.16667 | 0.16667 | 0.16667 | 0.16667 | 0.5 | 0.5 | 0.11111 | 0.11111 | 0.11111 | 0.11111 | 0.11111 | 0.11111 | 0.11111 | 0.11111 | 0.11111 | 0.5 | 0.5 | 0 | 0
H1C3 | 2010s | propane | 0.125 | 0.125 | 0.125 | 0.125 | 0.125 | 0.125 | 0.125 | 0.125 | 0.16667 | 0.16667 | 0.16667 | 0.16667 | 0.16667 | 0.16667 | 0.5 | 0.5 | 0.11111 | 0.11111 | 0.11111 | 0.11111 | 0.11111 | 0.11111 | 0.11111 | 0.11111 | 0.11111 | 0.5 | 0.5 | 0 | 0
H2 | pre-1950 | none | 0.125 | 0.125 | 0.125 | 0.125 | 0.125 | 0.125 | 0.125 | 0.125 | 0.16667 | 0.16667 | 0.16667 | 0.16667 | 0.16667 | 0.16667 | 0.5 | 0.5 | 0.11111 | 0.11111 | 0.11111 | 0.11111 | 0.11111 | 0.11111 | 0.11111 | 0.11111 | 0.11111 | 0.5 | 0.5 | 0 | 0
H2 | pre-1950 | propane | 0.125 | 0.125 | 0.125 | 0.125 | 0.125 | 0.125 | 0.125 | 0.125 | 0.16667 | 0.16667 | 0.16667 | 0.16667 | 0.16667 | 0.16667 | 0.5 | 0.5 | 0.11111 | 0.11111 | 0.11111 | 0.11111 | 0.11111 | 0.11111 | 0.11111 | 0.11111 | 0.11111 | 0.5 | 0.5 | 0 | 0
H2 | 1950s | none | 0.125 | 0.125 | 0.125 | 0.125 | 0.125 | 0.125 | 0.125 | 0.125 | 0.16667 | 0.16667 | 0.16667 | 0.16667 | 0.16667 | 0.16667 | 0.5 | 0.5 | 0.11111 | 0.11111 | 0.11111 | 0.11111 | 0.11111 | 0.11111 | 0.11111 | 0.11111 | 0.11111 | 0.5 | 0.5 | 0 | 0
H2 | 1950s | propane | 0.125 | 0.125 | 0.125 | 0.125 | 0.125 | 0.125 | 0.125 | 0.125 | 0.16667 | 0.16667 | 0.16667 | 0.16667 | 0.16667 | 0.16667 | 0.5 | 0.5 | 0.11111 | 0.11111 | 0.11111 | 0.11111 | 0.11111 | 0.11111 | 0.11111 | 0.11111 | 0.11111 | 0.5 | 0.5 | 0 | 0
H2 | 1960s | fuel oil | 0.125 | 0.125 | 0.125 | 0.125 | 0.125 | 0.125 | 0.125 | 0.125 | 0.16667 | 0.16667 | 0.16667 | 0.16667 | 0.16667 | 0.16667 | 0.5 | 0.5 | 0.11111 | 0.11111 | 0.11111 | 0.11111 | 0.11111 | 0.11111 | 0.11111 | 0.11111 | 0.11111 | 0.5 | 0.5 | 0 | 0
H2 | 1960s | none | 0.125 | 0.125 | 0.125 | 0.125 | 0.125 | 0.125 | 0.125 | 0.125 | 0.16667 | 0.16667 | 0.16667 | 0.16667 | 0.16667 | 0.16667 | 0.5 | 0.5 | 0.11111 | 0.11111 | 0.11111 | 0.11111 | 0.11111 | 0.11111 | 0.11111 | 0.11111 | 0.11111 | 0.5 | 0.5 | 0 | 0
H2 | 1960s | propane | 0.125 | 0.125 | 0.125 | 0.125 | 0.125 | 0.125 | 0.125 | 0.125 | 0.16667 | 0.16667 | 0.16667 | 0.16667 | 0.16667 | 0.16667 | 0.5 | 0.5 | 0.11111 | 0.11111 | 0.11111 | 0.11111 | 0.11111 | 0.11111 | 0.11111 | 0.11111 | 0.11111 | 0.5 | 0.5 | 0 | 0
H2 | 1970s | fuel oil | 0.125 | 0.125 | 0.125 | 0.125 | 0.125 | 0.125 | 0.125 | 0.125 | 0.16667 | 0.16667 | 0.16667 | 0.16667 | 0.16667 | 0.16667 | 0.5 | 0.5 | 0.11111 | 0.11111 | 0.11111 | 0.11111 | 0.11111 | 0.11111 | 0.11111 | 0.11111 | 0.11111 | 0.5 | 0.5 | 0 | 0
H2 | 1970s | none | 0.125 | 0.125 | 0.125 | 0.125 | 0.125 | 0.125 | 0.125 | 0.125 | 0.16667 | 0.16667 | 0.16667 | 0.16667 | 0.16667 | 0.16667 | 0.5 | 0.5 | 0.11111 | 0.11111 | 0.11111 | 0.11111 | 0.11111 | 0.11111 | 0.11111 | 0.11111 | 0.11111 | 0.5 | 0.5 | 0 | 0
H2 | 1980s | none | 0.125 | 0.125 | 0.125 | 0.125 | 0.125 | 0.125 | 0.125 | 0.125 | 0.16667 | 0.16667 | 0.16667 | 0.16667 | 0.16667 | 0.16667 | 0.5 | 0.5 | 0.11111 | 0.11111 | 0.11111 | 0.11111 | 0.11111 | 0.11111 | 0.11111 | 0.11111 | 0.11111 | 0.5 | 0.5 | 0 | 0
H2 | 1980s | propane | 0.125 | 0.125 | 0.125 | 0.125 | 0.125 | 0.125 | 0.125 | 0.125 | 0.16667 | 0.16667 | 0.16667 | 0.16667 | 0.16667 | 0.16667 | 0.5 | 0.5 | 0.11111 | 0.11111 | 0.11111 | 0.11111 | 0.11111 | 0.11111 | 0.11111 | 0.11111 | 0.11111 | 0.5 | 0.5 | 0 | 0
H2 | 1990s | fuel oil | 0.125 | 0.125 | 0.125 | 0.125 | 0.125 | 0.125 | 0.125 | 0.125 | 0.16667 | 0.16667 | 0.16667 | 0.16667 | 0.16667 | 0.16667 | 0.5 | 0.5 | 0.11111 | 0.11111 | 0.11111 | 0.11111 | 0.11111 | 0.11111 | 0.11111 | 0.11111 | 0.11111 | 0.5 | 0.5 | 0 | 0
H2 | 1990s | propane | 0.125 | 0.125 | 0.125 | 0.125 | 0.125 | 0.125 | 0.125 | 0.125 | 0.16667 | 0.16667 | 0.16667 | 0.16667 | 0.16667 | 0.16667 | 0.5 | 0.5 | 0.11111 | 0.11111 | 0.11111 | 0.11111 | 0.11111 | 0.11111 | 0.11111 | 0.11111 | 0.11111 | 0.5 | 0.5 | 0 | 0
H2 | 2000s | fuel oil | 0.125 | 0.125 | 0.125 | 0.125 | 0.125 | 0.125 | 0.125 | 0.125 | 0.16667 | 0.16667 | 0.16667 | 0.16667 | 0.16667 | 0.16667 | 0.5 | 0.5 | 0.11111 | 0.11111 | 0.11111 | 0.11111 | 0.11111 | 0.11111 | 0.11111 | 0.11111 | 0.11111 | 0.5 | 0.5 | 0 | 0
H2 | 2000s | none | 0.125 | 0.125 | 0.125 | 0.125 | 0.125 | 0.125 | 0.125 | 0.125 | 0.16667 | 0.16667 | 0.16667 | 0.16667 | 0.16667 | 0.16667 | 0.5 | 0.5 | 0.11111 | 0.11111 | 0.11111 | 0.11111 | 0.11111 | 0.11111 | 0.11111 | 0.11111 | 0.11111 | 0.5 | 0.5 | 0 | 0
H2 | 2010s | fuel oil | 0.125 | 0.125 | 0.125 | 0.125 | 0.125 | 0.125 | 0.125 | 0.125 | 0.16667 | 0.16667 | 0.16667 | 0.16667 | 0.16667 | 0.16667 | 0.5 | 0.5 | 0.11111 | 0.11111 | 0.11111 | 0.11111 | 0.11111 | 0.11111 | 0.11111 | 0.11111 | 0.11111 | 0.5 | 0.5 | 0 | 0
H2 | 2010s | none | 0.125 | 0.125 | 0.125 | 0.125 | 0.125 | 0.125 | 0.125 | 0.125 | 0.16667 | 0.16667 | 0.16667 | 0.16667 | 0.16667 | 0.16667 | 0.5 | 0.5 | 0.11111 | 0.11111 | 0.11111 | 0.11111 | 0.11111 | 0.11111 | 0.11111 | 0.11111 | 0.11111 | 0.5 | 0.5 | 0 | 0
H2 | 2010s | other fuel | 0.125 | 0.125 | 0.125 | 0.125 | 0.125 | 0.125 | 0.125 | 0.125 | 0.16667 | 0.16667 | 0.16667 | 0.16667 | 0.16667 | 0.16667 | 0.5 | 0.5 | 0.11111 | 0.11111 | 0.11111 | 0.11111 | 0.11111 | 0.11111 | 0.11111 | 0.11111 | 0.11111 | 0.5 | 0.5 | 0 | 0
H2 | 2010s | propane | 0.125 | 0.125 | 0.125 | 0.125 | 0.125 | 0.125 | 0.125 | 0.125 | 0.16667 | 0.16667 | 0.16667 | 0.16667 | 0.16667 | 0.16667 | 0.5 | 0.5 | 0.11111 | 0.11111 | 0.11111 | 0.11111 | 0.11111 | 0.11111 | 0.11111 | 0.11111 | 0.11111 | 0.5 | 0.5 | 0 | 0
H3 | pre-1950 | none | 0.125 | 0.125 | 0.125 | 0.125 | 0.125 | 0.125 | 0.125 | 0.125 | 0.16667 | 0.16667 | 0.16667 | 0.16667 | 0.16667 | 0.16667 | 0.5 | 0.5 | 0.11111 | 0.11111 | 0.11111 | 0.11111 | 0.11111 | 0.11111 | 0.11111 | 0.11111 | 0.11111 | 0.5 | 0.5 | 0 | 0
H3 | pre-1950 | propane | 0.125 | 0.125 | 0.125 | 0.125 | 0.125 | 0.125 | 0.125 | 0.125 | 0.16667 | 0.16667 | 0.16667 | 0.16667 | 0.16667 | 0.16667 | 0.5 | 0.5 | 0.11111 | 0.11111 | 0.11111 | 0.11111 | 0.11111 | 0.11111 | 0.11111 | 0.11111 | 0.11111 | 0.5 | 0.5 | 0 | 0
H3 | 1950s | none | 0.125 | 0.125 | 0.125 | 0.125 | 0.125 | 0.125 | 0.125 | 0.125 | 0.16667 | 0.16667 | 0.16667 | 0.16667 | 0.16667 | 0.16667 | 0.5 | 0.5 | 0.11111 | 0.11111 | 0.11111 | 0.11111 | 0.11111 | 0.11111 | 0.11111 | 0.11111 | 0.11111 | 0.5 | 0.5 | 0 | 0
H3 | 1950s | propane | 0.125 | 0.125 | 0.125 | 0.125 | 0.125 | 0.125 | 0.125 | 0.125 | 0.16667 | 0.16667 | 0.16667 | 0.16667 | 0.16667 | 0.16667 | 0.5 | 0.5 | 0.11111 | 0.11111 | 0.11111 | 0.11111 | 0.11111 | 0.11111 | 0.11111 | 0.11111 | 0.11111 | 0.5 | 0.5 | 0 | 0
H3 | 1960s | none | 0.125 | 0.125 | 0.125 | 0.125 | 0.125 | 0.125 | 0.125 | 0.125 | 0.16667 | 0.16667 | 0.16667 | 0.16667 | 0.16667 | 0.16667 | 0.5 | 0.5 | 0.11111 | 0.11111 | 0.11111 | 0.11111 | 0.11111 | 0.11111 | 0.11111 | 0.11111 | 0.11111 | 0.5 | 0.5 | 0 | 0
H3 | 1970s | fuel oil | 0.125 | 0.125 | 0.125 | 0.125 | 0.125 | 0.125 | 0.125 | 0.125 | 0.16667 | 0.16667 | 0.16667 | 0.16667 | 0.16667 | 0.16667 | 0.5 | 0.5 | 0.11111 | 0.11111 | 0.11111 | 0.11111 | 0.11111 | 0.11111 | 0.11111 | 0.11111 | 0.11111 | 0.5 | 0.5 | 0 | 0
H3 | 1970s | none | 0.125 | 0.125 | 0.125 | 0.125 | 0.125 | 0.125 | 0.125 | 0.125 | 0.16667 | 0.16667 | 0.16667 | 0.16667 | 0.16667 | 0.16667 | 0.5 | 0.5 | 0.11111 | 0.11111 | 0.11111 | 0.11111 | 0.11111 | 0.11111 | 0.11111 | 0.11111 | 0.11111 | 0.5 | 0.5 | 0 | 0
H3 | 1980s | fuel oil | 0.125 | 0.125 | 0.125 | 0.125 | 0.125 | 0.125 | 0.125 | 0.125 | 0.16667 | 0.16667 | 0.16667 | 0.16667 | 0.16667 | 0.16667 | 0.5 | 0.5 | 0.11111 | 0.11111 | 0.11111 | 0.11111 | 0.11111 | 0.11111 | 0.11111 | 0.11111 | 0.11111 | 0.5 | 0.5 | 0 | 0
H3 | 1980s | none | 0.125 | 0.125 | 0.125 | 0.125 | 0.125 | 0.125 | 0.125 | 0.125 | 0.16667 | 0.16667 | 0.16667 | 0.16667 | 0.16667 | 0.16667 | 0.5 | 0.5 | 0.11111 | 0.11111 | 0.11111 | 0.11111 | 0.11111 | 0.11111 | 0.11111 | 0.11111 | 0.11111 | 0.5 | 0.5 | 0 | 0
H3 | 1990s | fuel oil | 0.125 | 0.125 | 0.125 | 0.125 | 0.125 | 0.125 | 0.125 | 0.125 | 0.16667 | 0.16667 | 0.16667 | 0.16667 | 0.16667 | 0.16667 | 0.5 | 0.5 | 0.11111 | 0.11111 | 0.11111 | 0.11111 | 0.11111 | 0.11111 | 0.11111 | 0.11111 | 0.11111 | 0.5 | 0.5 | 0 | 0
H3 | 1990s | none | 0.125 | 0.125 | 0.125 | 0.125 | 0.125 | 0.125 | 0.125 | 0.125 | 0.16667 | 0.16667 | 0.16667 | 0.16667 | 0.16667 | 0.16667 | 0.5 | 0.5 | 0.11111 | 0.11111 | 0.11111 | 0.11111 | 0.11111 | 0.11111 | 0.11111 | 0.11111 | 0.11111 | 0.5 | 0.5 | 0 | 0
H3 | 2000s | none | 0.125 | 0.125 | 0.125 | 0.125 | 0.125 | 0.125 | 0.125 | 0.125 | 0.16667 | 0.16667 | 0.16667 | 0.16667 | 0.16667 | 0.16667 | 0.5 | 0.5 | 0.11111 | 0.11111 | 0.11111 | 0.11111 | 0.11111 | 0.11111 | 0.11111 | 0.11111 | 0.11111 | 0.5 | 0.5 | 0 | 0
H3 | 2000s | propane | 0.125 | 0.125 | 0.125 | 0.125 | 0.125 | 0.125 | 0.125 | 0.125 | 0.16667 | 0.16667 | 0.16667 | 0.16667 | 0.16667 | 0.16667 | 0.5 | 0.5 | 0.11111 | 0.11111 | 0.11111 | 0.11111 | 0.11111 | 0.11111 | 0.11111 | 0.11111 | 0.11111 | 0.5 | 0.5 | 0 | 0
H3 | 2010s | fuel oil | 0.125 | 0.125 | 0.125 | 0.125 | 0.125 | 0.125 | 0.125 | 0.125 | 0.16667 | 0.16667 | 0.16667 | 0.16667 | 0.16667 | 0.16667 | 0.5 | 0.5 | 0.11111 | 0.11111 | 0.11111 | 0.11111 | 0.11111 | 0.11111 | 0.11111 | 0.11111 | 0.11111 | 0.5 | 0.5 | 0 | 0
H3 | 2010s | none | 0.125 | 0.125 | 0.125 | 0.125 | 0.125 | 0.125 | 0.125 | 0.125 | 0.16667 | 0.16667 | 0.16667 | 0.16667 | 0.16667 | 0.16667 | 0.5 | 0.5 | 0.11111 | 0.11111 | 0.11111 | 0.11111 | 0.11111 | 0.11111 | 0.11111 | 0.11111 | 0.11111 | 0.5 | 0.5 | 0 | 0
H3 | 2010s | other fuel | 0.125 | 0.125 | 0.125 | 0.125 | 0.125 | 0.125 | 0.125 | 0.125 | 0.16667 | 0.16667 | 0.16667 | 0.16667 | 0.16667 | 0.16667 | 0.5 | 0.5 | 0.11111 | 0.11111 | 0.11111 | 0.11111 | 0.11111 | 0.11111 | 0.11111 | 0.11111 | 0.11111 | 0.5 | 0.5 | 0 | 0
H3 | 2010s | propane | 0.125 | 0.125 | 0.125 | 0.125 | 0.125 | 0.125 | 0.125 | 0.125 | 0.16667 | 0.16667 | 0.16667 | 0.16667 | 0.16667 | 0.16667 | 0.5 | 0.5 | 0.11111 | 0.11111 | 0.11111 | 0.11111 | 0.11111 | 0.11111 | 0.11111 | 0.11111 | 0.11111 | 0.5 | 0.5 | 0 | 0

## Ducts
|  | Ducts | Ducts | Ducts | Ducts | Ducts | Ducts | Ducts | Ducts | Ducts | Ducts | Ducts | Ducts | Ducts | Ducts | Ducts | Ducts | Ducts | Ducts | Ducts | Ducts | Ducts | Ducts
Foundation Type | Vintage | 10% Leakage, R-4 | 10% Leakage, R-6 | 10% Leakage, R-8 | 10% Leakage, Uninsulated | 15% Leakage, R-4 | 15% Leakage, R-6 | 15% Leakage, R-8 | 15% Leakage, Uninsulated | 20% Leakage, R-4 | 20% Leakage, R-6 | 20% Leakage, R-8 | 20% Leakage, Uninsulated | 30% Leakage, R-4 | 30% Leakage, R-6 | 30% Leakage, R-8 | 30% Leakage, Uninsulated | 7.5% Leakage, R-4 | 7.5% Leakage, R-6 | 7.5% Leakage, R-8 | 7.5% Leakage, Uninsulated | In Finished Space | None | Count | Weight
crawl | 1950s | 0 | 0 | 0 | 0 | 0 | 0 | 0.037506 | 0 | 0 | 0 | 0 | 0.041005 | 0.0056996 | 0 | 0.022107 | 0 | 0 | 0 | 0.024899 | 0.0050935 | 0.50633 | 0.35736 | 82 | 186931.19
crawl | 1960s | 0.023838 | 0 | 0.011919 | 0 | 0.014992 | 0 | 0 | 0.013961 | 0 | 0 | 0 | 0 | 0.0528 | 0 | 0.023838 | 0 | 0.023838 | 0 | 0.012435 | 0.023838 | 0.60609 | 0.19245 | 98 | 290828.025
crawl | 1970s | 0.02094 | 0 | 0.01047 | 0 | 0.014971 | 0 | 0 | 0 | 0.066188 | 0 | 0.072977 | 0 | 0.02094 | 0 | 0 | 0.012035 | 0.037996 | 0 | 0 | 0.0081531 | 0.41695 | 0.31838 | 123 | 331069.2
crawl | 1980s | 0 | 0 | 0.06063 | 0 | 0 | 0 | 0 | 0.0068495 | 0.021052 | 0 | 0 | 0 | 0.04395 | 0 | 0.050497 | 0.016079 | 0 | 0 | 0 | 0 | 0.57319 | 0.22775 | 80 | 235445.905
crawl | 1990s | 0.014499 | 0 | 0.016325 | 0.012469 | 0.01624 | 0.016325 | 0 | 0.0068509 | 0 | 0.028191 | 0.040524 | 0 | 0 | 0 | 0.0053118 | 0 | 0.0081573 | 0.0068509 | 0.027222 | 0 | 0.63584 | 0.16519 | 113 | 303607.005
crawl | 2000s | 0.026795 | 0.017541 | 0.034484 | 0 | 0 | 0.013397 | 0.065159 | 0.0034063 | 0.01965 | 0 | 0.10597 | 0.013397 | 0 | 0 | 0.02796 | 0 | 0.017541 | 0.013397 | 0.035988 | 0 | 0.45442 | 0.15089 | 97 | 282572.24
crawl | 2010s | 0 | 0 | 0 | 0 | 0 | 0 | 0 | 0 | 0 | 0 | 0 | 0 | 0 | 0 | 0 | 0 | 0 | 0 | 0.43004 | 0 | 0.44567 | 0.12429 | 7 | 16121.26
crawl | pre-1950 | 0 | 0 | 0 | 0 | 0.001771 | 0.011986 | 0.0035421 | 0 | 0.0046051 | 0.0083827 | 0 | 0 | 0.016765 | 0.0091551 | 0.0087174 | 0 | 0.002873 | 0 | 0.022542 | 0.002515 | 0.45752 | 0.44962 | 207 | 413512.31
heated basement | 1950s | 0 | 0 | 0 | 0 | 0 | 0 | 0 | 0 | 0 | 0 | 0 | 0.010219 | 0.0095116 | 0 | 0 | 0.033797 | 0 | 0 | 0.064742 | 0.027523 | 0.7343 | 0.11991 | 48 | 112015.39
heated basement | 1960s | 0 | 0 | 0 | 0.019372 | 0 | 0 | 0 | 0.031514 | 0 | 0 | 0 | 0 | 0 | 0 | 0 | 0 | 0.010406 | 0 | 0 | 0 | 0.74899 | 0.18972 | 44 | 109995.84
heated basement | 1970s | 0 | 0 | 0 | 0 | 0 | 0 | 0 | 0 | 0.031239 | 0 | 0 | 0 | 0 | 0 | 0 | 0 | 0.026205 | 0 | 0 | 0.014271 | 0.75282 | 0.17546 | 67 | 189141.09
heated basement | 1980s | 0 | 0 | 0 | 0 | 0 | 0 | 0 | 0 | 0 | 0 | 0 | 0 | 0.050774 | 0 | 0 | 0 | 0 | 0 | 0 | 0 | 0.70469 | 0.24453 | 28 | 68270.48
heated basement | 1990s | 0.008617 | 0 | 0 | 0 | 0 | 0 | 0 | 0.017234 | 0 | 0 | 0.037043 | 0 | 0 | 0 | 0 | 0 | 0 | 0 | 0 | 0.052689 | 0.77864 | 0.10577 | 41 | 93576.32
heated basement | 2000s | 0 | 0 | 0 | 0 | 0 | 0 | 0 | 0 | 0 | 0 | 0 | 0 | 0 | 0 | 0 | 0 | 0 | 0 | 0.034867 | 0 | 0.68568 | 0.27945 | 26 | 54616.25
heated basement | 2010s | 0 | 0 | 0 | 0 | 0 | 0 | 0 | 0 | 0 | 0 | 0 | 0 | 0 | 0 | 0 | 0 | 0 | 0 | 0 | 0 | 1 | 0 | 2 | 2489.11
heated basement | pre-1950 | 0 | 0 | 0 | 0 | 0.0025 | 0 | 0 | 0.0052051 | 0 | 0 | 0 | 0 | 0.023666 | 0 | 0.0052051 | 0.0052051 | 0 | 0 | 0.0026025 | 0.012663 | 0.79669 | 0.14626 | 149 | 292937.04
slab | 1950s | 0 | 0 | 0 | 0 | 0 | 0 | 0.08648 | 0 | 0 | 0 | 0 | 0.018271 | 0 | 0 | 0.1031 | 0 | 0 | 0 | 0 | 0 | 0.46083 | 0.33132 | 24 | 40082.82
slab | 1960s | 0.19931 | 0 | 0.080719 | 0 | 0 | 0 | 0 | 0.013832 | 0 | 0 | 0 | 0 | 0.080719 | 0 | 0 | 0 | 0 | 0 | 0 | 0 | 0.33708 | 0.28834 | 20 | 42943.485
slab | 1970s | 0 | 0 | 0.061059 | 0 | 0 | 0 | 0 | 0 | 0.014204 | 0 | 0 | 0 | 0 | 0 | 0 | 0 | 0.09946 | 0 | 0 | 0.067087 | 0.44131 | 0.31688 | 28 | 56770.83
slab | 1980s | 0 | 0 | 0 | 0 | 0 | 0 | 0 | 0 | 0 | 0 | 0 | 0 | 0 | 0 | 0 | 0 | 0 | 0 | 0 | 0.19912 | 0.51469 | 0.28619 | 15 | 41507.385
slab | 1990s | 0 | 0 | 0 | 0 | 0 | 0 | 0 | 0 | 0 | 0 | 0.1768 | 0.096546 | 0 | 0 | 0 | 0 | 0.014596 | 0 | 0.041128 | 0 | 0.32461 | 0.34632 | 21 | 39211.825
slab | 2000s | 0 | 0 | 0.0241 | 0.045808 | 0 | 0 | 0 | 0.023154 | 0 | 0 | 0 | 0 | 0 | 0 | 0.025017 | 0 | 0 | 0 | 0.045808 | 0 | 0.30126 | 0.53485 | 21 | 41570.775
slab | 2010s | 0 | 0 | 0 | 0 | 0 | 0 | 0 | 0 | 0 | 0 | 0 | 0 | 0 | 0 | 0 | 0 | 0 | 0 | 0 | 0 | 0.31415 | 0.68585 | 2 | 12050.7
slab | pre-1950 | 0 | 0 | 0 | 0 | 0 | 0 | 0 | 0 | 0 | 0.0618 | 0 | 0 | 0 | 0 | 0 | 0 | 0 | 0 | 0 | 0 | 0.49641 | 0.44179 | 30 | 56090.26
unheated basement | 1950s | 0 | 0 | 0 | 0 | 0 | 0 | 0 | 0 | 0 | 0 | 0 | 0 | 0 | 0 | 0 | 0 | 0 | 0 | 0 | 0 | 0.42361 | 0.57639 | 4 | 4702.76
unheated basement | 1960s | 0 | 0 | 0 | 0 | 0 | 0 | 0 | 0 | 0 | 0 | 0 | 0 | 0 | 0 | 0 | 0 | 0 | 0 | 0 | 0 | 0.34545 | 0.65455 | 4 | 6168.36
unheated basement | 1980s | 0 | 0 | 0 | 0 | 0 | 0 | 0 | 0 | 0 | 0 | 0 | 0 | 0 | 0 | 0 | 0 | 0 | 0 | 0 | 0 | 0.57646 | 0.42354 | 3 | 4730.82
unheated basement | 2000s | 0 | 0 | 0 | 0 | 0 | 0 | 0 | 0 | 0 | 0 | 0 | 0 | 0 | 0 | 0 | 0 | 0 | 0 | 0 | 0 | 0.89648 | 0.10352 | 2 | 5528.825
unheated basement | 2010s | 0 | 0 | 0 | 0 | 0 | 0 | 0 | 0 | 0 | 0 | 0 | 0 | 0 | 0 | 0 | 0 | 0 | 0 | 0 | 0 | 1 | 0 | 1 | 952.14
unheated basement | pre-1950 | 0 | 0 | 0 | 0 | 0 | 0 | 0 | 0 | 0 | 0 | 0 | 0 | 0 | 0 | 0 | 0 | 0 | 0 | 0 | 0 | 0.78036 | 0.21964 | 20 | 31296.24
unheated basement | 1970s | 0.045455 | 0.045455 | 0.045455 | 0.045455 | 0.045455 | 0.045455 | 0.045455 | 0.045455 | 0.045455 | 0.045455 | 0.045455 | 0.045455 | 0.045455 | 0.045455 | 0.045455 | 0.045455 | 0.045455 | 0.045455 | 0.045455 | 0.045455 | 0.045455 | 0.045455 | 0 | 0
unheated basement | 1990s | 0.045455 | 0.045455 | 0.045455 | 0.045455 | 0.045455 | 0.045455 | 0.045455 | 0.045455 | 0.045455 | 0.045455 | 0.045455 | 0.045455 | 0.045455 | 0.045455 | 0.045455 | 0.045455 | 0.045455 | 0.045455 | 0.045455 | 0.045455 | 0.045455 | 0.045455 | 0 | 0

## WH
| Water Heater | Water Heater | Water Heater | Water Heater | Water Heater | Water Heater | Water Heater | Water Heater | Water Heater
Heating Fuel | Electric Standard | Electric Tankless | Gas Standard | Gas Tankless | HPWH, 80 gal | None | Oil Standard | Propane Standard | Propane Tankless | Count | Weight
electricity | 0.90098 | 0.007068 | 0.065055 | 0.0083218 | 0.0022884 | 0.0012439 | 0.00096919 | 0.013099 | 0.00097281 | 518 | 1225790.36
fuel oil | 0.88301 | 0 | 0.055382 | 0 | 0 | 0.0062281 | 0.055382 | 0 | 0 | 61 | 154545.81
natural gas | 0.21461 | 0.0043104 | 0.72046 | 0.033027 | 0.0010042 | 0.014331 | 0.0015923 | 0.010171 | 0.00049544 | 641 | 1942767.33
none | 0.46371 | 0 | 0.53629 | 0 | 0 | 0 | 0 | 0 | 0 | 6 | 16805.55
other fuel | 0.86608 | 0 | 0.047019 | 0.026747 | 0 | 0.009432 | 0 | 0.012517 | 0.038208 | 138 | 338864.04
propane | 0.9034 | 0 | 0 | 0 | 0 | 0.024351 | 0 | 0.072244 | 0 | 21 | 48969.03

## Pipes
| Distribution | Distribution
Vintage | Uninsulated, TrunkBranch, Copper | Uninsulated, HomeRun, PEX | Check Sum | Source
pre-1950 | 100% | 0% | 100% | Eng judgment
1950s | 100% | 0% | 100% | Eng judgment
1960s | 100% | 0% | 100% | Eng judgment
1970s | 100% | 0% | 100% | Eng judgment
1980s | 100% | 0% | 100% | Eng judgment
1990s | 100% | 0% | 100% | Eng judgment
2000s | 0% | 100% | 100% | Eng judgment

## Ltg
Lighting | Lighting
100% CFL | 100% Incandescent | Count | Weight
0.38242 | 0.61758 | 29670 | 3747522.98

## Ref
Refrigerator | Refrigerator | Refrigerator | Refrigerator
Bottom freezer, EF = 6.7 | Bottom freezer, EF = 10.2 | Top freezer, EF = 10.5 | Top freezer, EF = 15.9 | Check Sum | Source
4.165% | 6.7% | 19.08% | 70.05% | 100% | RECS 2009 for ages, michaelbluejay.com for efficiency vs age

## Rng
| Cooking Range | Cooking Range | Cooking Range
Heating Fuel | Electric | Gas | Propane | Count | Weight
electricity | 0.89013 | 0.056367 | 0.053505 | 494 | 1225790.36
fuel oil | 1 | 0 | 0 | 57 | 154545.81
natural gas | 0.63339 | 0.34463 | 0.021988 | 637 | 1958286.43
none | 0.58747 | 0.41253 | 0 | 6 | 16805.55
other fuel | 0.77846 | 0.11762 | 0.10392 | 134 | 341933.34
propane | 0.59931 | 0.11662 | 0.28407 | 20 | 48969.03

## DW
| Dishwasher | Dishwasher | Dishwasher | Dishwasher | Dishwasher | Dishwasher
Usage Level | 318 Rated kWh, 80% Usage | 318 Rated kWh | 318 Rated kWh, 120% Usage | 290 Rated kWh, 80% Usage | 290 Rated kWh | 290 Rated kWh, 120% Usage | Check Sum | Source
Low | 35.99% | 0% | 0% | 64.01% | 0% | 0% | 100% | RECS 2009, EJ for usage
Medium | 0% | 35.99% | 0% | 0% | 64.01% | 0% | 100% | RECS 2009, EJ for usage
High | 0% | 0% | 35.99% | 0% | 0% | 64.01% | 100% | RECS 2009, EJ for usage
Average | 0% | 35.99% | 0% | 0% | 64.01% | 0% | 100% | RECS 2009, EJ for usage

## CW
| Clothes Washer | Clothes Washer | Clothes Washer | Clothes Washer | Clothes Washer | Clothes Washer
Usage Level | Standard, 80% Usage | Standard | Standard, 120% Usage | EnergyStar, 80% Usage | EnergyStar | EnergyStar, 120% Usage | Check Sum | Source
Low | 35.38% |  |  | 64.62% |  |  | 100% | RECS 2009, EJ for usage
Medium |  | 35.38% |  |  | 64.62% |  | 100% | RECS 2009, EJ for usage
High |  |  | 35.38% |  |  | 64.62% | 100% | RECS 2009, EJ for usage
Average |  | 35.38% |  |  | 64.62% |  | 100% | RECS 2009, EJ for usage

## CD
| Clothes Dryer | Clothes Dryer | Clothes Dryer | Clothes Dryer
Heating Fuel | Electric | Gas | None | Propane | Count | Weight
electricity | 0.9748 | 0.0082784 | 0.014044 | 0.0028803 | 485 | 1221053.22
fuel oil | 0.9208 | 0.06921 | 0 | 0.0099905 | 56 | 152620.76
natural gas | 0.92542 | 0.063516 | 0.001769 | 0.009297 | 624 | 1950140.49
none | 1 | 0 | 0 | 0 | 6 | 16805.55
other fuel | 0.99166 | 0 | 0 | 0.0083405 | 126 | 330598.68
propane | 1 | 0 | 0 | 0 | 19 | 46889.04

## MELs
| Plug Loads | Plug Loads | Plug Loads
Usage Level | 0.5 | 1 | 2 | Check Sum | Source
Low | 100% | 0 | 0 | 100% | Engineering judgement, calibration
Medium | 0 | 100% | 0 | 100% | Engineering judgement, calibration
High | 0 | 0 | 100% | 100% | Engineering judgement, calibration
Average | 0 | 100% | 0 | 100% | Engineering judgement, calibration

## HWLs
| Hot Water Fixtures | Hot Water Fixtures | Hot Water Fixtures
Usage Level | 0.5 | 1 | 2 | Check Sum | Source
Low | 100% | 0 | 0 | 100% | Engineering judgement, calibration
Medium | 0 | 100% | 0 | 100% | Engineering judgement, calibration
High | 0 | 0 | 100% | 100% | Engineering judgement, calibration
Average | 0 | 100% | 0 | 100% | Engineering judgement, calibration

## Schedules
Category Name | Daytime Occupancy | Option Name | Value | Source
Refrigerator Schedule | Yes | Standard | 100% | Engineering judgment
Cooking Range Schedule | Yes | Standard | 100% | Engineering judgment
Clothes Dryer Schedule | Yes | Standard | 100% | Engineering judgment
Extra Refrigerator Schedule | Yes | Standard | 100% | Engineering judgment
Freezer Schedule | Yes | Standard | 100% | Engineering judgment
Pool Heater Schedule | Yes | Standard | 100% | Engineering judgment
Pool Pump Schedule | Yes | Standard | 100% | Engineering judgment
Hot Tub/Spa Heater Schedule | Yes | Standard | 100% | Engineering judgment
Hot Tub/Spa Pump Schedule | Yes | Standard | 100% | Engineering judgment
Well Pump Schedule | Yes | Standard | 100% | Engineering judgment
Gas Fireplace Schedule | Yes | Standard | 100% | Engineering judgment
Gas Grill Schedule | Yes | Standard | 100% | Engineering judgment
Gas Lighting Schedule | Yes | Standard | 100% | Engineering judgment
Plug Loads Schedule | Yes | Standard | 100% | Engineering judgment
Refrigerator Schedule | No | Standard | 100% | Engineering judgment
Cooking Range Schedule | No | Standard | 100% | Engineering judgment
Clothes Dryer Schedule | No | Standard | 100% | Engineering judgment
Extra Refrigerator Schedule | No | Standard | 100% | Engineering judgment
Freezer Schedule | No | Standard | 100% | Engineering judgment
Pool Heater Schedule | No | Standard | 100% | Engineering judgment
Pool Pump Schedule | No | Standard | 100% | Engineering judgment
Hot Tub/Spa Heater Schedule | No | Standard | 100% | Engineering judgment
Hot Tub/Spa Pump Schedule | No | Standard | 100% | Engineering judgment
Well Pump Schedule | No | Standard | 100% | Engineering judgment
Gas Fireplace Schedule | No | Standard | 100% | Engineering judgment
Gas Grill Schedule | No | Standard | 100% | Engineering judgment
Gas Lighting Schedule | No | Standard | 100% | Engineering judgment
Plug Loads Schedule | No | Standard | 100% | Engineering judgment
Refrigerator Schedule | Average | Standard | 100% | Engineering judgment
Cooking Range Schedule | Average | Standard | 100% | Engineering judgment
Clothes Dryer Schedule | Average | Standard | 100% | Engineering judgment
Extra Refrigerator Schedule | Average | Standard | 100% | Engineering judgment
Freezer Schedule | Average | Standard | 100% | Engineering judgment
Pool Heater Schedule | Average | Standard | 100% | Engineering judgment
Pool Pump Schedule | Average | Standard | 100% | Engineering judgment
Hot Tub/Spa Heater Schedule | Average | Standard | 100% | Engineering judgment
Hot Tub/Spa Pump Schedule | Average | Standard | 100% | Engineering judgment
Well Pump Schedule | Average | Standard | 100% | Engineering judgment
Gas Fireplace Schedule | Average | Standard | 100% | Engineering judgment
Gas Grill Schedule | Average | Standard | 100% | Engineering judgment
Gas Lighting Schedule | Average | Standard | 100% | Engineering judgment
Plug Loads Schedule | Average | Standard | 100% | Engineering judgment