## Meta Parameters
Meta Category |  |  |  | Meta Option
Name | Units | DisplayOrder | AffectsGeometry | Name | Selected | DisplayOrder | GroupBy | GeometryValue | GeometryValue2 | GeometryValue3 | EPWfile | Lat | Long
Location |  | 1 |  | H1C1 OR | x | 1 |  |  |  |  | USA_OR_Portland.Intl.AP.726980_TMY3.epw | 45.6 | -122.617
|  |  |  | H1C1 WA | x | 2 |  |  |  |  | USA_WA_Seattle-Boeing.Field.727935_TMY3.epw | 47.68 | -122.25
|  |  |  | H1C2 | x | 3 |  |  |  |  | USA_WA_Yakima.Air.Terminal-McAllister.Field.727810_TMY3.epw | 46.567 | -120.55
|  |  |  | H1C3 | x | 4 |  |  |  |  | USA_OR_Pendleton-Eastern.Oregon.Rgnl.AP.726880_TMY3.epw | 45.7 | -118.833
|  |  |  | H2 | x | 5 |  |  |  |  | USA_WA_Spokane.Intl.AP.727850_TMY3.epw | 47.49 | -117.59
|  |  |  | H3 | x | 6 |  |  |  |  | USA_MT_Missoula.Intl.AP.727730_TMY3.epw | 46.92 | -114.1
Vintage |  | 2 |  | pre-1950 | x | 1
|  |  |  | 1950s | x | 2
|  |  |  | 1960s | x | 3
|  |  |  | 1970s | x | 4
|  |  |  | 1980s | x | 5
|  |  |  | 1990s | x | 6
|  |  |  | 2000s | x | 7
Heating Fuel |  | 7 |  | Natural Gas | x | 1
|  |  |  | Propane/LPG | x | 2
|  |  |  | Fuel Oil | x | 3
|  |  |  | Electricity | x | 4
|  |  |  | Other Fuel |  | 5
|  |  |  | None | x | 6
Size | sqft | 3 | x | 0-1499 | x | 2 |  | 1000 | 3 | 1.5
|  |  |  | 1500-2499 | x | 3 |  | 2000 | 3 | 2
|  |  |  | 2500-3499 | x | 4 |  | 3000 | 4 | 2.5
|  |  |  | 3500-4499 | x | 5 |  | 4000 | 4 | 3
|  |  |  | 4500+ | x | 6 |  | 5860 | 4 | 3.5
Stories | # | 4 | x | 1 | x | 1 |  | 1
|  |  |  | 2 | x | 2 |  | 2
|  |  |  | 3+ | x | 3 |  | 3
Foundation Type |  | 5 | x | None | x | 12 |  | 20
|  |  |  | Unheated Basement | x | 1 |  | 4
|  |  |  | Heated Basement | x | 2 |  | 5
|  |  |  | Crawl | x | 3 |  | 18
|  |  |  | Slab | x | 4 |  | 1
Daytime Occupancy |  | 6 |  | No |  | 1
|  |  |  | Yes |  | 2
|  |  |  | Average | x | 3
Usage Level |  | 8 |  | Low | x | 1
|  |  |  | Medium | x | 2
|  |  |  | High | x | 3
|  |  |  | Average |  | 4
Attached Garage |  | 9 | x | No | x | 1 |  | 0
|  |  |  | Yes | x | 2 |  | 1
Note on H2: NREL: Affects GUI domain selection and input/output matrices
Note on I2: Eric Wilson: # stories; sqft for size; space number for foundation
Note on J2: Eric Wilson: num beds for size
Note on K2: Eric Wilson: num baths for size
Note on E28: Eric Wilson: including split level (~1%)

## Global,BEopt,Single Values
Category Name | Option Name | Value
Neighbors | Left/Right at 15ft | 100%
Humidity Set Point | None | 100%
Natural Ventilation | Year-Round, 3 days/wk | 100%
Interior Shading | Summer = 0.7, Winter = 0.7 | 100%
Double Wood Stud | None | 100%
Steel Stud | None | 100%
CMU | None | 100%
SIP | None | 100%
ICF | None | 100%
Other | None | 100%
Wall Sheathing | OSB | 100%
Exterior Finish | Vinyl, Light | 100%
Finished Roof | None | 100%
Roof Material | Asphalt Shingles, Medium | 100%
Radiant Barrier | None | 100%
Carpet | 80% Carpet | 100%
Floor Mass | Wood Surface | 100%
Exterior Wall Mass | 1/2 in. Drywall | 100%
Partition Wall Mass | 1/2 in. Drywall | 100%
Ceiling Mass | 1/2 in. Drywall | 100%
Window Areas | F15 B15 L15 R15 | 100%
Door Area | 20 ft^2 | 100%
Doors | Fiberglass | 100%
Eaves | 2 ft | 100%
Overhangs | None | 100%
Mechanical Ventilation | None | 100%
Mini-Split Heat Pump | None | 100%
Ground Source Heat Pump | None | 100%
Ceiling Fan | National Average | 100%
Dehumidifier | None | 100%
Central Water Heater | None | 100%
Central Distribution | None | 100%
Solar Water Heating | None | 100%
Solar Water Heating Azimuth | Back Roof | 100%
Solar Water Heating Tilt | Roof Pitch | 100%
Extra Refrigerator | Top freezer, EF = 6.9, National Average | 100%
Freezer | Upright, EF = 12, National Average | 100%
Pool Heater | National Average | 100%
Pool Pump | National Average | 100%
Hot Tub/Spa Heater | National Average | 100%
Hot Tub/Spa Pump | National Average | 100%
Well Pump | National Average | 100%
Gas Fireplace | National Average | 100%
Gas Grill | National Average | 100%
Gas Lighting | National Average | 100%
PV System | None | 100%
PV Azimuth | Back Roof | 100%
PV Tilt | Roof, Pitch | 100%
Complete.

## HtgSP
Heating Set Point | Heating Set Point | Heating Set Point | Heating Set Point | Heating Set Point
63 F | 68 F | 71 F | 73 F | Location Average | Check Sum | Source
0 | 0% | 0% | 0% | 100% | 100% | RECS - regression on HDD
Note on B2: Eric Wilson: 68.1 F

## ClgSP
Cooling Set Point | Cooling Set Point | Cooling Set Point | Cooling Set Point | Cooling Set Point
69 F | 74 F | 76 F | 78 F | Location Average | Check Sum | Source
0 | 0% | 0% | 0% | 100% | 100% | RECS - regression on CDD
Note on B2: Eric Wilson: 73.6 F

## Orient
| Orientation | Orientation | Orientation | Orientation
Attached Garage | North | South | East | West | Check Sum | Source
No | 25% | 25% | 25% | 25% | 100% | Engineering Judgment
Yes | 25% | 25% | 25% | 25% | 100% | Engineering Judgment
Note on A2: shorowit: Simple way to allow a distribution of orientations without any dependencies.

## Ceiling
|  | Unfinished Attic | Unfinished Attic | Unfinished Attic | Unfinished Attic | Unfinished Attic | Unfinished Attic | Unfinished Attic
Location | Vintage | Uninsulated, Vented | Ceiling R-7 Fiberglass, Gr-1, Vented | Ceiling R-13 Fiberglass, Gr-1, Vented | Ceiling R-19 Fiberglass, Gr-1, Vented | Ceiling R-30 Fiberglass, Gr-1, Vented | Ceiling R-38 Fiberglass, Gr-1, Vented | Ceiling R-49 Fiberglass, Gr-1, Vented | Check Sum | Source
H1C1 | 1950s | 0% | 0% | 0% | 0% | 0% | 0% | 0% | 0% | RBSA
H1C2 | 1950s | 0% | 0% | 0% | 0% | 0% | 0% | 0% | 0% | RBSA
H1C3 | 1950s | 0% | 0% | 0% | 0% | 0% | 0% | 0% | 0% | RBSA
H2C1 | 1950s | 0% | 0% | 0% | 0% | 0% | 0% | 0% | 0% | RBSA
H2C2 | 1950s | 0% | 0% | 0% | 0% | 0% | 0% | 0% | 0% | RBSA
H2C3 | 1950s | 0% | 0% | 0% | 0% | 0% | 0% | 0% | 0% | RBSA
H3C1 | 1950s | 0% | 0% | 0% | 0% | 0% | 0% | 0% | 0% | RBSA
H3C2 | 1950s | 0% | 0% | 0% | 0% | 0% | 0% | 0% | 0% | RBSA
H1C1 | 1960s | 0% | 0% | 0% | 0% | 0% | 0% | 0% | 0% | RBSA
H1C2 | 1960s | 0% | 0% | 0% | 0% | 0% | 0% | 0% | 0% | RBSA
H1C3 | 1960s | 0% | 0% | 0% | 0% | 0% | 0% | 0% | 0% | RBSA
H2C1 | 1960s | 0% | 0% | 0% | 0% | 0% | 0% | 0% | 0% | RBSA
H2C2 | 1960s | 0% | 0% | 0% | 0% | 0% | 0% | 0% | 0% | RBSA
H2C3 | 1960s | 0% | 0% | 0% | 0% | 0% | 0% | 0% | 0% | RBSA
H3C1 | 1960s | 0% | 0% | 0% | 0% | 0% | 0% | 0% | 0% | RBSA
H3C2 | 1960s | 0% | 0% | 0% | 0% | 0% | 0% | 0% | 0% | RBSA
H1C1 | 1970s | 0% | 0% | 0% | 0% | 0% | 0% | 0% | 0% | RBSA
H1C2 | 1970s | 0% | 0% | 0% | 0% | 0% | 0% | 0% | 0% | RBSA
H1C3 | 1970s | 0% | 0% | 0% | 0% | 0% | 0% | 0% | 0% | RBSA
H2C1 | 1970s | 0% | 0% | 0% | 0% | 0% | 0% | 0% | 0% | RBSA
H2C2 | 1970s | 0% | 0% | 0% | 0% | 0% | 0% | 0% | 0% | RBSA
H2C3 | 1970s | 0% | 0% | 0% | 0% | 0% | 0% | 0% | 0% | RBSA
H3C1 | 1970s | 0% | 0% | 0% | 0% | 0% | 0% | 0% | 0% | RBSA
H3C2 | 1970s | 0% | 0% | 0% | 0% | 0% | 0% | 0% | 0% | RBSA
H1C1 | 1980s | 0% | 0% | 0% | 0% | 0% | 0% | 0% | 0% | RBSA
H1C2 | 1980s | 0% | 0% | 0% | 0% | 0% | 0% | 0% | 0% | RBSA
H1C3 | 1980s | 0% | 0% | 0% | 0% | 0% | 0% | 0% | 0% | RBSA
H2C1 | 1980s | 0% | 0% | 0% | 0% | 0% | 0% | 0% | 0% | RBSA
H2C2 | 1980s | 0% | 0% | 0% | 0% | 0% | 0% | 0% | 0% | RBSA
H2C3 | 1980s | 0% | 0% | 0% | 0% | 0% | 0% | 0% | 0% | RBSA
H3C1 | 1980s | 0% | 0% | 0% | 0% | 0% | 0% | 0% | 0% | RBSA
H3C2 | 1980s | 0% | 0% | 0% | 0% | 0% | 0% | 0% | 0% | RBSA
H1C1 | 1990s | 0% | 0% | 0% | 0% | 0% | 0% | 0% | 0% | RBSA
H1C2 | 1990s | 0% | 0% | 0% | 0% | 0% | 0% | 0% | 0% | RBSA
H1C3 | 1990s | 0% | 0% | 0% | 0% | 0% | 0% | 0% | 0% | RBSA
H2C1 | 1990s | 0% | 0% | 0% | 0% | 0% | 0% | 0% | 0% | RBSA
H2C2 | 1990s | 0% | 0% | 0% | 0% | 0% | 0% | 0% | 0% | RBSA
H2C3 | 1990s | 0% | 0% | 0% | 0% | 0% | 0% | 0% | 0% | RBSA
H3C1 | 1990s | 0% | 0% | 0% | 0% | 0% | 0% | 0% | 0% | RBSA
H3C2 | 1990s | 0% | 0% | 0% | 0% | 0% | 0% | 0% | 0% | RBSA
H1C1 | 2000s | 0% | 0% | 0% | 0% | 0% | 0% | 0% | 0% | RBSA
H1C2 | 2000s | 0% | 0% | 0% | 0% | 0% | 0% | 0% | 0% | RBSA
H1C3 | 2000s | 0% | 0% | 0% | 0% | 0% | 0% | 0% | 0% | RBSA
H2C1 | 2000s | 0% | 0% | 0% | 0% | 0% | 0% | 0% | 0% | RBSA
H2C2 | 2000s | 0% | 0% | 0% | 0% | 0% | 0% | 0% | 0% | RBSA
H2C3 | 2000s | 0% | 0% | 0% | 0% | 0% | 0% | 0% | 0% | RBSA
H3C1 | 2000s | 0% | 0% | 0% | 0% | 0% | 0% | 0% | 0% | RBSA
H3C2 | 2000s | 0% | 0% | 0% | 0% | 0% | 0% | 0% | 0% | RBSA
H1C1 | pre-1950 | 0% | 0% | 0% | 0% | 0% | 0% | 0% | 0% | RBSA
H1C2 | pre-1950 | 0% | 0% | 0% | 0% | 0% | 0% | 0% | 0% | RBSA
H1C3 | pre-1950 | 0% | 0% | 0% | 0% | 0% | 0% | 0% | 0% | RBSA
H2C1 | pre-1950 | 0% | 0% | 0% | 0% | 0% | 0% | 0% | 0% | RBSA
H2C2 | pre-1950 | 0% | 0% | 0% | 0% | 0% | 0% | 0% | 0% | RBSA
H2C3 | pre-1950 | 0% | 0% | 0% | 0% | 0% | 0% | 0% | 0% | RBSA
H3C1 | pre-1950 | 0% | 0% | 0% | 0% | 0% | 0% | 0% | 0% | RBSA
H3C2 | pre-1950 | 0% | 0% | 0% | 0% | 0% | 0% | 0% | 0% | RBSA
Verify RBSA data.

## Walls
|  | Wood Stud | Wood Stud | Wood Stud | Wood Stud | Wood Stud | Wood Stud | Wood Stud | Wood Stud
Location | Vintage | Uninsulated, 2x4, 16 in o.c. | R-7 Fiberglass Batt, 2x4, 16 in o.c. | R-11 Fiberglass Batt, 2x4, 16 in o.c. | R-13 Fiberglass Batt, 2x4, 16 in o.c. | R-15 Fiberglass Batt, 2x4, 16 in o.c. | R-19 Fiberglass Batt, 2x6, 24 in o.c. | R-21 Fiberglass Batt, 2x6, 24 in o.c. | R-36 Closed Cell Spray Foam, 2x6, 24 in o.c. | Check Sum | Source
H1C1 | 1950s | 0% | 0% | 0% | 0% | 0% | 0% | 0% | 0% | 0%
H1C2 | 1950s | 0% | 0% | 0% | 0% | 0% | 0% | 0% | 0% | 0%
H1C3 | 1950s | 0% | 0% | 0% | 0% | 0% | 0% | 0% | 0% | 0%
H2C1 | 1950s | 0% | 0% | 0% | 0% | 0% | 0% | 0% | 0% | 0%
H2C2 | 1950s | 0% | 0% | 0% | 0% | 0% | 0% | 0% | 0% | 0%
H2C3 | 1950s | 0% | 0% | 0% | 0% | 0% | 0% | 0% | 0% | 0%
H3C1 | 1950s | 0% | 0% | 0% | 0% | 0% | 0% | 0% | 0% | 0%
H3C2 | 1950s | 0% | 0% | 0% | 0% | 0% | 0% | 0% | 0% | 0%
H1C1 | 1960s | 0% | 0% | 0% | 0% | 0% | 0% | 0% | 0% | 0%
H1C2 | 1960s | 0% | 0% | 0% | 0% | 0% | 0% | 0% | 0% | 0%
H1C3 | 1960s | 0% | 0% | 0% | 0% | 0% | 0% | 0% | 0% | 0%
H2C1 | 1960s | 0% | 0% | 0% | 0% | 0% | 0% | 0% | 0% | 0%
H2C2 | 1960s | 0% | 0% | 0% | 0% | 0% | 0% | 0% | 0% | 0%
H2C3 | 1960s | 0% | 0% | 0% | 0% | 0% | 0% | 0% | 0% | 0%
H3C1 | 1960s | 0% | 0% | 0% | 0% | 0% | 0% | 0% | 0% | 0%
H3C2 | 1960s | 0% | 0% | 0% | 0% | 0% | 0% | 0% | 0% | 0%
H1C1 | 1970s | 0% | 0% | 0% | 0% | 0% | 0% | 0% | 0% | 0%
H1C2 | 1970s | 0% | 0% | 0% | 0% | 0% | 0% | 0% | 0% | 0%
H1C3 | 1970s | 0% | 0% | 0% | 0% | 0% | 0% | 0% | 0% | 0%
H2C1 | 1970s | 0% | 0% | 0% | 0% | 0% | 0% | 0% | 0% | 0%
H2C2 | 1970s | 0% | 0% | 0% | 0% | 0% | 0% | 0% | 0% | 0%
H2C3 | 1970s | 0% | 0% | 0% | 0% | 0% | 0% | 0% | 0% | 0%
H3C1 | 1970s | 0% | 0% | 0% | 0% | 0% | 0% | 0% | 0% | 0%
H3C2 | 1970s | 0% | 0% | 0% | 0% | 0% | 0% | 0% | 0% | 0%
H1C1 | 1980s | 0% | 0% | 0% | 0% | 0% | 0% | 0% | 0% | 0%
H1C2 | 1980s | 0% | 0% | 0% | 0% | 0% | 0% | 0% | 0% | 0%
H1C3 | 1980s | 0% | 0% | 0% | 0% | 0% | 0% | 0% | 0% | 0%
H2C1 | 1980s | 0% | 0% | 0% | 0% | 0% | 0% | 0% | 0% | 0%
H2C2 | 1980s | 0% | 0% | 0% | 0% | 0% | 0% | 0% | 0% | 0%
H2C3 | 1980s | 0% | 0% | 0% | 0% | 0% | 0% | 0% | 0% | 0%
H3C1 | 1980s | 0% | 0% | 0% | 0% | 0% | 0% | 0% | 0% | 0%
H3C2 | 1980s | 0% | 0% | 0% | 0% | 0% | 0% | 0% | 0% | 0%
H1C1 | 1990s | 0% | 0% | 0% | 0% | 0% | 0% | 0% | 0% | 0%
H1C2 | 1990s | 0% | 0% | 0% | 0% | 0% | 0% | 0% | 0% | 0%
H1C3 | 1990s | 0% | 0% | 0% | 0% | 0% | 0% | 0% | 0% | 0%
H2C1 | 1990s | 0% | 0% | 0% | 0% | 0% | 0% | 0% | 0% | 0%
H2C2 | 1990s | 0% | 0% | 0% | 0% | 0% | 0% | 0% | 0% | 0%
H2C3 | 1990s | 0% | 0% | 0% | 0% | 0% | 0% | 0% | 0% | 0%
H3C1 | 1990s | 0% | 0% | 0% | 0% | 0% | 0% | 0% | 0% | 0%
H3C2 | 1990s | 0% | 0% | 0% | 0% | 0% | 0% | 0% | 0% | 0%
H1C1 | 2000s | 0% | 0% | 0% | 0% | 0% | 0% | 0% | 0% | 0%
H1C2 | 2000s | 0% | 0% | 0% | 0% | 0% | 0% | 0% | 0% | 0%
H1C3 | 2000s | 0% | 0% | 0% | 0% | 0% | 0% | 0% | 0% | 0%
H2C1 | 2000s | 0% | 0% | 0% | 0% | 0% | 0% | 0% | 0% | 0%
H2C2 | 2000s | 0% | 0% | 0% | 0% | 0% | 0% | 0% | 0% | 0%
H2C3 | 2000s | 0% | 0% | 0% | 0% | 0% | 0% | 0% | 0% | 0%
H3C1 | 2000s | 0% | 0% | 0% | 0% | 0% | 0% | 0% | 0% | 0%
H3C2 | 2000s | 0% | 0% | 0% | 0% | 0% | 0% | 0% | 0% | 0%
H1C1 | pre-1950 | 0% | 0% | 0% | 0% | 0% | 0% | 0% | 0% | 0%
H1C2 | pre-1950 | 0% | 0% | 0% | 0% | 0% | 0% | 0% | 0% | 0%
H1C3 | pre-1950 | 0% | 0% | 0% | 0% | 0% | 0% | 0% | 0% | 0%
H2C1 | pre-1950 | 0% | 0% | 0% | 0% | 0% | 0% | 0% | 0% | 0%
H2C2 | pre-1950 | 0% | 0% | 0% | 0% | 0% | 0% | 0% | 0% | 0%
H2C3 | pre-1950 | 0% | 0% | 0% | 0% | 0% | 0% | 0% | 0% | 0%
H3C1 | pre-1950 | 0% | 0% | 0% | 0% | 0% | 0% | 0% | 0% | 0%
H3C2 | pre-1950 | 0% | 0% | 0% | 0% | 0% | 0% | 0% | 0% | 0%

## IntWalls
|  | Interzonal Walls | Interzonal Walls | Interzonal Walls | Interzonal Walls
Location | Vintage | Uninsulated, 2x4, 16 in o.c. | R-7 Fiberglass Batt, Gr-1, 2x4, 16 in o.c. | R-13 Fiberglass Batt, Gr-1, 2x4, 16 in o.c. | R-19 Fiberglass Batt, Gr-1, 2x6, 24 in o.c. | Check Sum | Source
H1C1 | 1950s | 0% | 0% | 0% | 0% | 0%
H1C2 | 1950s | 0% | 0% | 0% | 0% | 0%
H1C3 | 1950s | 0% | 0% | 0% | 0% | 0%
H2C1 | 1950s | 0% | 0% | 0% | 0% | 0%
H2C2 | 1950s | 0% | 0% | 0% | 0% | 0%
H2C3 | 1950s | 0% | 0% | 0% | 0% | 0%
H3C1 | 1950s | 0% | 0% | 0% | 0% | 0%
H3C2 | 1950s | 0% | 0% | 0% | 0% | 0%
H1C1 | 1960s | 0% | 0% | 0% | 0% | 0%
H1C2 | 1960s | 0% | 0% | 0% | 0% | 0%
H1C3 | 1960s | 0% | 0% | 0% | 0% | 0%
H2C1 | 1960s | 0% | 0% | 0% | 0% | 0%
H2C2 | 1960s | 0% | 0% | 0% | 0% | 0%
H2C3 | 1960s | 0% | 0% | 0% | 0% | 0%
H3C1 | 1960s | 0% | 0% | 0% | 0% | 0%
H3C2 | 1960s | 0% | 0% | 0% | 0% | 0%
H1C1 | 1970s | 0% | 0% | 0% | 0% | 0%
H1C2 | 1970s | 0% | 0% | 0% | 0% | 0%
H1C3 | 1970s | 0% | 0% | 0% | 0% | 0%
H2C1 | 1970s | 0% | 0% | 0% | 0% | 0%
H2C2 | 1970s | 0% | 0% | 0% | 0% | 0%
H2C3 | 1970s | 0% | 0% | 0% | 0% | 0%
H3C1 | 1970s | 0% | 0% | 0% | 0% | 0%
H3C2 | 1970s | 0% | 0% | 0% | 0% | 0%
H1C1 | 1980s | 0% | 0% | 0% | 0% | 0%
H1C2 | 1980s | 0% | 0% | 0% | 0% | 0%
H1C3 | 1980s | 0% | 0% | 0% | 0% | 0%
H2C1 | 1980s | 0% | 0% | 0% | 0% | 0%
H2C2 | 1980s | 0% | 0% | 0% | 0% | 0%
H2C3 | 1980s | 0% | 0% | 0% | 0% | 0%
H3C1 | 1980s | 0% | 0% | 0% | 0% | 0%
H3C2 | 1980s | 0% | 0% | 0% | 0% | 0%
H1C1 | 1990s | 0% | 0% | 0% | 0% | 0%
H1C2 | 1990s | 0% | 0% | 0% | 0% | 0%
H1C3 | 1990s | 0% | 0% | 0% | 0% | 0%
H2C1 | 1990s | 0% | 0% | 0% | 0% | 0%
H2C2 | 1990s | 0% | 0% | 0% | 0% | 0%
H2C3 | 1990s | 0% | 0% | 0% | 0% | 0%
H3C1 | 1990s | 0% | 0% | 0% | 0% | 0%
H3C2 | 1990s | 0% | 0% | 0% | 0% | 0%
H1C1 | 2000s | 0% | 0% | 0% | 0% | 0%
H1C2 | 2000s | 0% | 0% | 0% | 0% | 0%
H1C3 | 2000s | 0% | 0% | 0% | 0% | 0%
H2C1 | 2000s | 0% | 0% | 0% | 0% | 0%
H2C2 | 2000s | 0% | 0% | 0% | 0% | 0%
H2C3 | 2000s | 0% | 0% | 0% | 0% | 0%
H3C1 | 2000s | 0% | 0% | 0% | 0% | 0%
H3C2 | 2000s | 0% | 0% | 0% | 0% | 0%
H1C1 | pre-1950 | 0% | 0% | 0% | 0% | 0%
H1C2 | pre-1950 | 0% | 0% | 0% | 0% | 0%
H1C3 | pre-1950 | 0% | 0% | 0% | 0% | 0%
H2C1 | pre-1950 | 0% | 0% | 0% | 0% | 0%
H2C2 | pre-1950 | 0% | 0% | 0% | 0% | 0%
H2C3 | pre-1950 | 0% | 0% | 0% | 0% | 0%
H3C1 | pre-1950 | 0% | 0% | 0% | 0% | 0%
H3C2 | pre-1950 | 0% | 0% | 0% | 0% | 0%

## Slab
|  | Slab | Slab | Slab | Slab | Slab
Location | Vintage | Uninsulated | 2ft R5 Perimeter, R5 Gap XPS | 2ft R10 Perimeter, R10 Gap XPS | 2ft R5 Exterior XPS | 2ft R10 Exterior XPS | Check Sum | Source
H1C1 | 1950s | 0% | 0% | 0% | 0% | 0% | 0%
H1C2 | 1950s | 0% | 0% | 0% | 0% | 0% | 0%
H1C3 | 1950s | 0% | 0% | 0% | 0% | 0% | 0%
H2C1 | 1950s | 0% | 0% | 0% | 0% | 0% | 0%
H2C2 | 1950s | 0% | 0% | 0% | 0% | 0% | 0%
H2C3 | 1950s | 0% | 0% | 0% | 0% | 0% | 0%
H3C1 | 1950s | 0% | 0% | 0% | 0% | 0% | 0%
H3C2 | 1950s | 0% | 0% | 0% | 0% | 0% | 0%
H1C1 | 1960s | 0% | 0% | 0% | 0% | 0% | 0%
H1C2 | 1960s | 0% | 0% | 0% | 0% | 0% | 0%
H1C3 | 1960s | 0% | 0% | 0% | 0% | 0% | 0%
H2C1 | 1960s | 0% | 0% | 0% | 0% | 0% | 0%
H2C2 | 1960s | 0% | 0% | 0% | 0% | 0% | 0%
H2C3 | 1960s | 0% | 0% | 0% | 0% | 0% | 0%
H3C1 | 1960s | 0% | 0% | 0% | 0% | 0% | 0%
H3C2 | 1960s | 0% | 0% | 0% | 0% | 0% | 0%
H1C1 | 1970s | 0% | 0% | 0% | 0% | 0% | 0%
H1C2 | 1970s | 0% | 0% | 0% | 0% | 0% | 0%
H1C3 | 1970s | 0% | 0% | 0% | 0% | 0% | 0%
H2C1 | 1970s | 0% | 0% | 0% | 0% | 0% | 0%
H2C2 | 1970s | 0% | 0% | 0% | 0% | 0% | 0%
H2C3 | 1970s | 0% | 0% | 0% | 0% | 0% | 0%
H3C1 | 1970s | 0% | 0% | 0% | 0% | 0% | 0%
H3C2 | 1970s | 0% | 0% | 0% | 0% | 0% | 0%
H1C1 | 1980s | 0% | 0% | 0% | 0% | 0% | 0%
H1C2 | 1980s | 0% | 0% | 0% | 0% | 0% | 0%
H1C3 | 1980s | 0% | 0% | 0% | 0% | 0% | 0%
H2C1 | 1980s | 0% | 0% | 0% | 0% | 0% | 0%
H2C2 | 1980s | 0% | 0% | 0% | 0% | 0% | 0%
H2C3 | 1980s | 0% | 0% | 0% | 0% | 0% | 0%
H3C1 | 1980s | 0% | 0% | 0% | 0% | 0% | 0%
H3C2 | 1980s | 0% | 0% | 0% | 0% | 0% | 0%
H1C1 | 1990s | 0% | 0% | 0% | 0% | 0% | 0%
H1C2 | 1990s | 0% | 0% | 0% | 0% | 0% | 0%
H1C3 | 1990s | 0% | 0% | 0% | 0% | 0% | 0%
H2C1 | 1990s | 0% | 0% | 0% | 0% | 0% | 0%
H2C2 | 1990s | 0% | 0% | 0% | 0% | 0% | 0%
H2C3 | 1990s | 0% | 0% | 0% | 0% | 0% | 0%
H3C1 | 1990s | 0% | 0% | 0% | 0% | 0% | 0%
H3C2 | 1990s | 0% | 0% | 0% | 0% | 0% | 0%
H1C1 | 2000s | 0% | 0% | 0% | 0% | 0% | 0%
H1C2 | 2000s | 0% | 0% | 0% | 0% | 0% | 0%
H1C3 | 2000s | 0% | 0% | 0% | 0% | 0% | 0%
H2C1 | 2000s | 0% | 0% | 0% | 0% | 0% | 0%
H2C2 | 2000s | 0% | 0% | 0% | 0% | 0% | 0%
H2C3 | 2000s | 0% | 0% | 0% | 0% | 0% | 0%
H3C1 | 2000s | 0% | 0% | 0% | 0% | 0% | 0%
H3C2 | 2000s | 0% | 0% | 0% | 0% | 0% | 0%
H1C1 | pre-1950 | 0% | 0% | 0% | 0% | 0% | 0%
H1C2 | pre-1950 | 0% | 0% | 0% | 0% | 0% | 0%
H1C3 | pre-1950 | 0% | 0% | 0% | 0% | 0% | 0%
H2C1 | pre-1950 | 0% | 0% | 0% | 0% | 0% | 0%
H2C2 | pre-1950 | 0% | 0% | 0% | 0% | 0% | 0%
H2C3 | pre-1950 | 0% | 0% | 0% | 0% | 0% | 0%
H3C1 | pre-1950 | 0% | 0% | 0% | 0% | 0% | 0%
H3C2 | pre-1950 | 0% | 0% | 0% | 0% | 0% | 0%

## Crawl
|  | Crawlspace | Crawlspace | Crawlspace | Crawlspace | Crawlspace
Location | Vintage | Wall R-5 XPS, Unvented | Wall R-10 XPS, Unvented | Uninsulated, Vented | Ceiling R-13 Fiberglass Batt, Gr-1, Vented | Ceiling R-19 Fiberglass Batt, Gr-1, Vented | Check Sum | Source
H1C1 | 1950s | 0% | 0% | 0% | 0% | 0% | 0%
H1C2 | 1950s | 0% | 0% | 0% | 0% | 0% | 0%
H1C3 | 1950s | 0% | 0% | 0% | 0% | 0% | 0%
H2C1 | 1950s | 0% | 0% | 0% | 0% | 0% | 0%
H2C2 | 1950s | 0% | 0% | 0% | 0% | 0% | 0%
H2C3 | 1950s | 0% | 0% | 0% | 0% | 0% | 0%
H3C1 | 1950s | 0% | 0% | 0% | 0% | 0% | 0%
H3C2 | 1950s | 0% | 0% | 0% | 0% | 0% | 0%
H1C1 | 1960s | 0% | 0% | 0% | 0% | 0% | 0%
H1C2 | 1960s | 0% | 0% | 0% | 0% | 0% | 0%
H1C3 | 1960s | 0% | 0% | 0% | 0% | 0% | 0%
H2C1 | 1960s | 0% | 0% | 0% | 0% | 0% | 0%
H2C2 | 1960s | 0% | 0% | 0% | 0% | 0% | 0%
H2C3 | 1960s | 0% | 0% | 0% | 0% | 0% | 0%
H3C1 | 1960s | 0% | 0% | 0% | 0% | 0% | 0%
H3C2 | 1960s | 0% | 0% | 0% | 0% | 0% | 0%
H1C1 | 1970s | 0% | 0% | 0% | 0% | 0% | 0%
H1C2 | 1970s | 0% | 0% | 0% | 0% | 0% | 0%
H1C3 | 1970s | 0% | 0% | 0% | 0% | 0% | 0%
H2C1 | 1970s | 0% | 0% | 0% | 0% | 0% | 0%
H2C2 | 1970s | 0% | 0% | 0% | 0% | 0% | 0%
H2C3 | 1970s | 0% | 0% | 0% | 0% | 0% | 0%
H3C1 | 1970s | 0% | 0% | 0% | 0% | 0% | 0%
H3C2 | 1970s | 0% | 0% | 0% | 0% | 0% | 0%
H1C1 | 1980s | 0% | 0% | 0% | 0% | 0% | 0%
H1C2 | 1980s | 0% | 0% | 0% | 0% | 0% | 0%
H1C3 | 1980s | 0% | 0% | 0% | 0% | 0% | 0%
H2C1 | 1980s | 0% | 0% | 0% | 0% | 0% | 0%
H2C2 | 1980s | 0% | 0% | 0% | 0% | 0% | 0%
H2C3 | 1980s | 0% | 0% | 0% | 0% | 0% | 0%
H3C1 | 1980s | 0% | 0% | 0% | 0% | 0% | 0%
H3C2 | 1980s | 0% | 0% | 0% | 0% | 0% | 0%
H1C1 | 1990s | 0% | 0% | 0% | 0% | 0% | 0%
H1C2 | 1990s | 0% | 0% | 0% | 0% | 0% | 0%
H1C3 | 1990s | 0% | 0% | 0% | 0% | 0% | 0%
H2C1 | 1990s | 0% | 0% | 0% | 0% | 0% | 0%
H2C2 | 1990s | 0% | 0% | 0% | 0% | 0% | 0%
H2C3 | 1990s | 0% | 0% | 0% | 0% | 0% | 0%
H3C1 | 1990s | 0% | 0% | 0% | 0% | 0% | 0%
H3C2 | 1990s | 0% | 0% | 0% | 0% | 0% | 0%
H1C1 | 2000s | 0% | 0% | 0% | 0% | 0% | 0%
H1C2 | 2000s | 0% | 0% | 0% | 0% | 0% | 0%
H1C3 | 2000s | 0% | 0% | 0% | 0% | 0% | 0%
H2C1 | 2000s | 0% | 0% | 0% | 0% | 0% | 0%
H2C2 | 2000s | 0% | 0% | 0% | 0% | 0% | 0%
H2C3 | 2000s | 0% | 0% | 0% | 0% | 0% | 0%
H3C1 | 2000s | 0% | 0% | 0% | 0% | 0% | 0%
H3C2 | 2000s | 0% | 0% | 0% | 0% | 0% | 0%
H1C1 | pre-1950 | 0% | 0% | 0% | 0% | 0% | 0%
H1C2 | pre-1950 | 0% | 0% | 0% | 0% | 0% | 0%
H1C3 | pre-1950 | 0% | 0% | 0% | 0% | 0% | 0%
H2C1 | pre-1950 | 0% | 0% | 0% | 0% | 0% | 0%
H2C2 | pre-1950 | 0% | 0% | 0% | 0% | 0% | 0%
H2C3 | pre-1950 | 0% | 0% | 0% | 0% | 0% | 0%
H3C1 | pre-1950 | 0% | 0% | 0% | 0% | 0% | 0%
H3C2 | pre-1950 | 0% | 0% | 0% | 0% | 0% | 0%

## UFBsmt
|  |  | Unfinished Basement | Unfinished Basement | Unfinished Basement | Unfinished Basement | Unfinished Basement | Unfinished Basement
Location | Location Name | Vintage | Whole Wall R-5 XPS | Whole Wall R-10 XPS | Whole Wall R-15 XPS | Uninsulated | Ceiling R-13 Fiberglass Batt, Gr-1 | Ceiling R-19 Fiberglass Batt, Gr-1 | Check Sum | Source
CR01 | Alaska | pre-1950 | 0% | 0% | 0% | 100% | 0% | 0% | 100% | Engineering judgment
CR02 | Upper Midwest | pre-1950 | 0% | 0% | 0% | 100% | 0% | 0% | 100% | Engineering judgment
CR03 | Mountain North | pre-1950 | 0% | 0% | 0% | 100% | 0% | 0% | 100% | Engineering judgment
CR04 | New England | pre-1950 | 0% | 0% | 0% | 100% | 0% | 0% | 100% | Engineering judgment
CR05 | Great Lakes | pre-1950 | 0% | 0% | 0% | 100% | 0% | 0% | 100% | Engineering judgment
CR06 | Pacific Northwest | pre-1950 | 0% | 0% | 0% | 100% | 0% | 0% | 100% | Engineering judgment
CR07 | Mid Atlantic | pre-1950 | 0% | 0% | 0% | 100% | 0% | 0% | 100% | Engineering judgment
CR08 | Zone 4A | pre-1950 | 0% | 0% | 0% | 100% | 0% | 0% | 100% | Engineering judgment
CR09 | Southeast | pre-1950 | 0% | 0% | 0% | 100% | 0% | 0% | 100% | Engineering judgment
CR10 | Southwest | pre-1950 | 0% | 0% | 0% | 100% | 0% | 0% | 100% | Engineering judgment
CR11 | California | pre-1950 | 0% | 0% | 0% | 100% | 0% | 0% | 100% | Engineering judgment
CR12 | Hawaii | pre-1950 | 0% | 0% | 0% | 100% | 0% | 0% | 100% | Engineering judgment
CR01 | Alaska | 1950s | 0% | 0% | 0% | 100% | 0% | 0% | 100% | Engineering judgment
CR02 | Upper Midwest | 1950s | 0% | 0% | 0% | 100% | 0% | 0% | 100% | Engineering judgment
CR03 | Mountain North | 1950s | 0% | 0% | 0% | 100% | 0% | 0% | 100% | Engineering judgment
CR04 | New England | 1950s | 0% | 0% | 0% | 100% | 0% | 0% | 100% | Engineering judgment
CR05 | Great Lakes | 1950s | 0% | 0% | 0% | 100% | 0% | 0% | 100% | Engineering judgment
CR06 | Pacific Northwest | 1950s | 0% | 0% | 0% | 100% | 0% | 0% | 100% | Engineering judgment
CR07 | Mid Atlantic | 1950s | 0% | 0% | 0% | 100% | 0% | 0% | 100% | Engineering judgment
CR08 | Zone 4A | 1950s | 0% | 0% | 0% | 100% | 0% | 0% | 100% | Engineering judgment
CR09 | Southeast | 1950s | 0% | 0% | 0% | 100% | 0% | 0% | 100% | Engineering judgment
CR10 | Southwest | 1950s | 0% | 0% | 0% | 100% | 0% | 0% | 100% | Engineering judgment
CR11 | California | 1950s | 0% | 0% | 0% | 100% | 0% | 0% | 100% | Engineering judgment
CR12 | Hawaii | 1950s | 0% | 0% | 0% | 100% | 0% | 0% | 100% | Engineering judgment
CR01 | Alaska | 1960s | 0% | 0% | 0% | 100% | 0% | 0% | 100% | Engineering judgment
CR02 | Upper Midwest | 1960s | 0% | 0% | 0% | 100% | 0% | 0% | 100% | Engineering judgment
CR03 | Mountain North | 1960s | 0% | 0% | 0% | 100% | 0% | 0% | 100% | Engineering judgment
CR04 | New England | 1960s | 0% | 0% | 0% | 100% | 0% | 0% | 100% | Engineering judgment
CR05 | Great Lakes | 1960s | 0% | 0% | 0% | 100% | 0% | 0% | 100% | Engineering judgment
CR06 | Pacific Northwest | 1960s | 0% | 0% | 0% | 100% | 0% | 0% | 100% | Engineering judgment
CR07 | Mid Atlantic | 1960s | 0% | 0% | 0% | 100% | 0% | 0% | 100% | Engineering judgment
CR08 | Zone 4A | 1960s | 0% | 0% | 0% | 100% | 0% | 0% | 100% | Engineering judgment
CR09 | Southeast | 1960s | 0% | 0% | 0% | 100% | 0% | 0% | 100% | Engineering judgment
CR10 | Southwest | 1960s | 0% | 0% | 0% | 100% | 0% | 0% | 100% | Engineering judgment
CR11 | California | 1960s | 0% | 0% | 0% | 100% | 0% | 0% | 100% | Engineering judgment
CR12 | Hawaii | 1960s | 0% | 0% | 0% | 100% | 0% | 0% | 100% | Engineering judgment
CR01 | Alaska | 1970s | 0% | 0% | 0% | 100% | 0% | 0% | 100% | Engineering judgment
CR02 | Upper Midwest | 1970s | 0% | 0% | 0% | 100% | 0% | 0% | 100% | Engineering judgment
CR03 | Mountain North | 1970s | 0% | 0% | 0% | 100% | 0% | 0% | 100% | Engineering judgment
CR04 | New England | 1970s | 0% | 0% | 0% | 100% | 0% | 0% | 100% | Engineering judgment
CR05 | Great Lakes | 1970s | 0% | 0% | 0% | 100% | 0% | 0% | 100% | Engineering judgment
CR06 | Pacific Northwest | 1970s | 0% | 0% | 0% | 100% | 0% | 0% | 100% | Engineering judgment
CR07 | Mid Atlantic | 1970s | 0% | 0% | 0% | 100% | 0% | 0% | 100% | Engineering judgment
CR08 | Zone 4A | 1970s | 0% | 0% | 0% | 100% | 0% | 0% | 100% | Engineering judgment
CR09 | Southeast | 1970s | 0% | 0% | 0% | 100% | 0% | 0% | 100% | Engineering judgment
CR10 | Southwest | 1970s | 0% | 0% | 0% | 100% | 0% | 0% | 100% | Engineering judgment
CR11 | California | 1970s | 0% | 0% | 0% | 100% | 0% | 0% | 100% | Engineering judgment
CR12 | Hawaii | 1970s | 0% | 0% | 0% | 100% | 0% | 0% | 100% | Engineering judgment
CR01 | Alaska | 1980s | 0% | 0% | 0% | 44.97% | 20.45% | 34.58% | 100% | 1988 NAHB survey
CR02 | Upper Midwest | 1980s | 0% | 0% | 0% | 44.97% | 20.45% | 34.58% | 100% | 1988 NAHB survey
CR03 | Mountain North | 1980s | 0% | 0% | 0% | 62.6% | 10.2% | 27.2% | 100% | 1988 NAHB survey
CR04 | New England | 1980s | 0% | 0% | 0% | 25.96% | 32.85% | 41.19% | 100% | 1988 NAHB survey
CR05 | Great Lakes | 1980s | 0% | 0% | 0% | 38.79% | 27.46% | 33.75% | 100% | 1988 NAHB survey
CR06 | Pacific Northwest | 1980s | 0% | 0% | 0% | 13.1% | 19.42% | 67.48% | 100% | 1988 NAHB survey
CR07 | Mid Atlantic | 1980s | 0% | 0% | 0% | 30.68% | 25.95% | 43.37% | 100% | 1988 NAHB survey
CR08 | Zone 4A | 1980s | 0% | 0% | 0% | 25.6% | 14.74% | 59.66% | 100% | 1988 NAHB survey
CR09 | Southeast | 1980s | 0% | 0% | 0% | 100% | 0% | 0% | 100% | 1988 NAHB survey
CR10 | Southwest | 1980s | 0% | 0% | 0% | 100% | 0% | 0% | 100% | 1988 NAHB survey
CR11 | California | 1980s | 0% | 0% | 0% | 13.1% | 19.42% | 67.48% | 100% | 1988 NAHB survey
CR12 | Hawaii | 1980s | 0% | 0% | 0% | 100% | 0% | 0% | 100% | 1988 NAHB survey
CR01 | Alaska | 1990s | 0% | 0% | 0% | 12.82% | 46.27% | 40.91% | 100% | 1999 HIRL
CR02 | Upper Midwest | 1990s | 0% | 0% | 0% | 12.82% | 46.27% | 40.91% | 100% | 1999 HIRL
CR03 | Mountain North | 1990s | 0% | 0% | 0% | 1.568% | 20.29% | 78.15% | 100% | 1999 HIRL
CR04 | New England | 1990s | 0% | 0% | 0% | 1.566% | 28% | 70.43% | 100% | 1999 HIRL
CR05 | Great Lakes | 1990s | 0% | 0% | 0% | 7.258% | 80.94% | 11.8% | 100% | 1999 HIRL
CR06 | Pacific Northwest | 1990s | 0% | 0% | 0% | 0.5162% | 8.95% | 90.53% | 100% | 1999 HIRL
CR07 | Mid Atlantic | 1990s | 0% | 0% | 0% | 3.431% | 49.13% | 47.43% | 100% | 1999 HIRL
CR08 | Zone 4A | 1990s | 0% | 0% | 0% | 7.259% | 37.73% | 55.01% | 100% | 1999 HIRL
CR09 | Southeast | 1990s | 0% | 0% | 0% | 5.236% | 64.69% | 30.07% | 100% | 1999 HIRL
CR10 | Southwest | 1990s | 0% | 0% | 0% | 8.631% | 39.76% | 51.61% | 100% | 1999 HIRL
CR11 | California | 1990s | 0% | 0% | 0% | 10.8% | 13.02% | 76.18% | 100% | 1999 HIRL
CR12 | Hawaii | 1990s | 0% | 0% | 0% | 100% | 0% | 0% | 100% | 1999 HIRL
CR01 | Alaska | 2000s | 0% | 0% | 0% | 1.732% | 34.58% | 63.69% | 100% | 2007 HIRL
CR02 | Upper Midwest | 2000s | 0% | 0% | 0% | 1.732% | 34.58% | 63.69% | 100% | 2007 HIRL
CR03 | Mountain North | 2000s | 0% | 0% | 0% | 2.128% | 14.64% | 83.23% | 100% | 2007 HIRL
CR04 | New England | 2000s | 0% | 0% | 0% | 4.247% | 22.65% | 73.11% | 100% | 2007 HIRL
CR05 | Great Lakes | 2000s | 0% | 0% | 0% | 32.15% | 36.69% | 31.16% | 100% | 2007 HIRL
CR06 | Pacific Northwest | 2000s | 0% | 0% | 0% | 3.418% | 14.05% | 82.53% | 100% | 2007 HIRL
CR07 | Mid Atlantic | 2000s | 0% | 0% | 0% | 6.94% | 6.79% | 86.27% | 100% | 2007 HIRL
CR08 | Zone 4A | 2000s | 0% | 0% | 0% | 11.35% | 24.47% | 64.18% | 100% | 2007 HIRL
CR09 | Southeast | 2000s | 0% | 0% | 0% | 26.26% | 16.67% | 57.08% | 100% | 2007 HIRL
CR10 | Southwest | 2000s | 0% | 0% | 0% | 0% | 84.8% | 15.2% | 100% | 2007 HIRL
CR11 | California | 2000s | 0% | 0% | 0% | 44.7% | 41.35% | 13.95% | 100% | 2007 HIRL
CR12 | Hawaii | 2000s | 0% | 0% | 0% | 100% | 0% | 0% | 100% | 2007 HIRL

## FBsmt
|  |  | Finished Basement | Finished Basement | Finished Basement | Finished Basement
Location | Location Name | Vintage | Whole Wall R-5 XPS | Whole Wall R-10 XPS | Whole Wall R-15 XPS | Uninsulated | Check Sum | Source
CR01 | Alaska | pre-1950 | 0% | 0% | 0% | 100% | 100% | Engineering judgment
CR02 | Upper Midwest | pre-1950 | 0% | 0% | 0% | 100% | 100% | Engineering judgment
CR03 | Mountain North | pre-1950 | 0% | 0% | 0% | 100% | 100% | Engineering judgment
CR04 | New England | pre-1950 | 0% | 0% | 0% | 100% | 100% | Engineering judgment
CR05 | Great Lakes | pre-1950 | 0% | 0% | 0% | 100% | 100% | Engineering judgment
CR06 | Pacific Northwest | pre-1950 | 0% | 0% | 0% | 100% | 100% | Engineering judgment
CR07 | Mid Atlantic | pre-1950 | 0% | 0% | 0% | 100% | 100% | Engineering judgment
CR08 | Zone 4A | pre-1950 | 0% | 0% | 0% | 100% | 100% | Engineering judgment
CR09 | Southeast | pre-1950 | 0% | 0% | 0% | 100% | 100% | Engineering judgment
CR10 | Southwest | pre-1950 | 0% | 0% | 0% | 100% | 100% | Engineering judgment
CR11 | California | pre-1950 | 0% | 0% | 0% | 100% | 100% | Engineering judgment
CR12 | Hawaii | pre-1950 | 0% | 0% | 0% | 100% | 100% | Engineering judgment
CR01 | Alaska | 1950s | 0% | 0% | 0% | 100% | 100% | Engineering judgment
CR02 | Upper Midwest | 1950s | 0% | 0% | 0% | 100% | 100% | Engineering judgment
CR03 | Mountain North | 1950s | 0% | 0% | 0% | 100% | 100% | Engineering judgment
CR04 | New England | 1950s | 0% | 0% | 0% | 100% | 100% | Engineering judgment
CR05 | Great Lakes | 1950s | 0% | 0% | 0% | 100% | 100% | Engineering judgment
CR06 | Pacific Northwest | 1950s | 0% | 0% | 0% | 100% | 100% | Engineering judgment
CR07 | Mid Atlantic | 1950s | 0% | 0% | 0% | 100% | 100% | Engineering judgment
CR08 | Zone 4A | 1950s | 0% | 0% | 0% | 100% | 100% | Engineering judgment
CR09 | Southeast | 1950s | 0% | 0% | 0% | 100% | 100% | Engineering judgment
CR10 | Southwest | 1950s | 0% | 0% | 0% | 100% | 100% | Engineering judgment
CR11 | California | 1950s | 0% | 0% | 0% | 100% | 100% | Engineering judgment
CR12 | Hawaii | 1950s | 0% | 0% | 0% | 100% | 100% | Engineering judgment
CR01 | Alaska | 1960s | 0% | 0% | 0% | 100% | 100% | Engineering judgment
CR02 | Upper Midwest | 1960s | 0% | 0% | 0% | 100% | 100% | Engineering judgment
CR03 | Mountain North | 1960s | 0% | 0% | 0% | 100% | 100% | Engineering judgment
CR04 | New England | 1960s | 0% | 0% | 0% | 100% | 100% | Engineering judgment
CR05 | Great Lakes | 1960s | 0% | 0% | 0% | 100% | 100% | Engineering judgment
CR06 | Pacific Northwest | 1960s | 0% | 0% | 0% | 100% | 100% | Engineering judgment
CR07 | Mid Atlantic | 1960s | 0% | 0% | 0% | 100% | 100% | Engineering judgment
CR08 | Zone 4A | 1960s | 0% | 0% | 0% | 100% | 100% | Engineering judgment
CR09 | Southeast | 1960s | 0% | 0% | 0% | 100% | 100% | Engineering judgment
CR10 | Southwest | 1960s | 0% | 0% | 0% | 100% | 100% | Engineering judgment
CR11 | California | 1960s | 0% | 0% | 0% | 100% | 100% | Engineering judgment
CR12 | Hawaii | 1960s | 0% | 0% | 0% | 100% | 100% | Engineering judgment
CR01 | Alaska | 1970s | 0% | 0% | 0% | 100% | 100% | Engineering judgment
CR02 | Upper Midwest | 1970s | 0% | 0% | 0% | 100% | 100% | Engineering judgment
CR03 | Mountain North | 1970s | 0% | 0% | 0% | 100% | 100% | Engineering judgment
CR04 | New England | 1970s | 0% | 0% | 0% | 100% | 100% | Engineering judgment
CR05 | Great Lakes | 1970s | 0% | 0% | 0% | 100% | 100% | Engineering judgment
CR06 | Pacific Northwest | 1970s | 0% | 0% | 0% | 100% | 100% | Engineering judgment
CR07 | Mid Atlantic | 1970s | 0% | 0% | 0% | 100% | 100% | Engineering judgment
CR08 | Zone 4A | 1970s | 0% | 0% | 0% | 100% | 100% | Engineering judgment
CR09 | Southeast | 1970s | 0% | 0% | 0% | 100% | 100% | Engineering judgment
CR10 | Southwest | 1970s | 0% | 0% | 0% | 100% | 100% | Engineering judgment
CR11 | California | 1970s | 0% | 0% | 0% | 100% | 100% | Engineering judgment
CR12 | Hawaii | 1970s | 0% | 0% | 0% | 100% | 100% | Engineering judgment
CR01 | Alaska | 1980s | 33.82% | 36.03% | 0% | 30.16% | 100% | 1988 NAHB survey
CR02 | Upper Midwest | 1980s | 33.82% | 36.03% | 0% | 30.16% | 100% | 1988 NAHB survey
CR03 | Mountain North | 1980s | 22.88% | 44.16% | 0% | 32.96% | 100% | 1988 NAHB survey
CR04 | New England | 1980s | 33.68% | 35.02% | 0% | 31.3% | 100% | 1988 NAHB survey
CR05 | Great Lakes | 1980s | 26.08% | 37.38% | 0% | 36.53% | 100% | 1988 NAHB survey
CR06 | Pacific Northwest | 1980s | 4.175% | 55.84% | 0% | 39.98% | 100% | 1988 NAHB survey
CR07 | Mid Atlantic | 1980s | 32.67% | 29.11% | 0% | 38.22% | 100% | 1988 NAHB survey
CR08 | Zone 4A | 1980s | 15.14% | 73.69% | 0% | 11.18% | 100% | 1988 NAHB survey
CR09 | Southeast | 1980s | 35.06% | 31.79% | 0% | 33.14% | 100% | 1988 NAHB survey
CR10 | Southwest | 1980s | 0.4786% | 8.991% | 0% | 90.53% | 100% | 1988 NAHB survey
CR11 | California | 1980s | 4.175% | 55.84% | 0% | 39.98% | 100% | 1988 NAHB survey
CR12 | Hawaii | 1980s | 0% | 0% | 0% | 100% | 100% | 1988 NAHB survey
CR01 | Alaska | 1990s | 25.88% | 44.51% | 23.22% | 6.395% | 100% | 1999 Home Innovation
CR02 | Upper Midwest | 1990s | 25.88% | 44.51% | 23.22% | 6.395% | 100% | 1999 Home Innovation
CR03 | Mountain North | 1990s | 8.833% | 78.4% | 11.08% | 1.695% | 100% | 1999 Home Innovation
CR04 | New England | 1990s | 34.44% | 43.07% | 11.99% | 10.5% | 100% | 1999 Home Innovation
CR05 | Great Lakes | 1990s | 37.07% | 44.15% | 7.026% | 11.76% | 100% | 1999 Home Innovation
CR06 | Pacific Northwest | 1990s | 34.1% | 28.07% | 36.25% | 1.576% | 100% | 1999 Home Innovation
CR07 | Mid Atlantic | 1990s | 45.75% | 45.89% | 0.1108% | 8.252% | 100% | 1999 Home Innovation
CR08 | Zone 4A | 1990s | 5.7% | 68.51% | 19.28% | 6.507% | 100% | 1999 Home Innovation
CR09 | Southeast | 1990s | 4.033% | 22.28% | 19.03% | 54.65% | 100% | 1999 Home Innovation
CR10 | Southwest | 1990s | 0% | 70.02% | 0% | 29.98% | 100% | 1999 Home Innovation
CR11 | California | 1990s | 16.63% | 7.406% | 9.223% | 66.74% | 100% | 1999 Home Innovation
CR12 | Hawaii | 1990s | 0% | 0% | 0% | 100% | 100% | 1999 Home Innovation
CR01 | Alaska | 2000s | 29.57% | 51.49% | 18.3% | 0.6484% | 100% | 2008 Home Innovation
CR02 | Upper Midwest | 2000s | 29.57% | 51.49% | 18.3% | 0.6484% | 100% | 2008 Home Innovation
CR03 | Mountain North | 2000s | 4.557% | 58.4% | 35.53% | 1.508% | 100% | 2008 Home Innovation
CR04 | New England | 2000s | 15.34% | 56.44% | 22.17% | 6.053% | 100% | 2008 Home Innovation
CR05 | Great Lakes | 2000s | 23.65% | 53.32% | 9.708% | 13.32% | 100% | 2008 Home Innovation
CR06 | Pacific Northwest | 2000s | 3.698% | 6.632% | 87.09% | 2.579% | 100% | 2008 Home Innovation
CR07 | Mid Atlantic | 2000s | 7.51% | 78.53% | 9.313% | 4.651% | 100% | 2008 Home Innovation
CR08 | Zone 4A | 2000s | 23.04% | 50.82% | 17.45% | 8.695% | 100% | 2008 Home Innovation
CR09 | Southeast | 2000s | 9.256% | 20.71% | 25.48% | 44.55% | 100% | 2008 Home Innovation
CR10 | Southwest | 2000s | 50.89% | 0% | 49.11% | 0% | 100% | 2008 Home Innovation
CR11 | California | 2000s | 0% | 39.58% | 36.17% | 24.25% | 100% | 2008 Home Innovation
CR12 | Hawaii | 2000s | 0% | 0% | 0% | 100% | 100% | 2008 Home Innovation

## PierBeam
|  |  | Pier & Beam | Pier & Beam | Pier & Beam | Pier & Beam | Pier & Beam
Location | Location Name | Vintage | Uninsulated | Ceiling R-13 Fiberglass Batt, Gr-1 | Ceiling R-19 Fiberglass Batt, Gr-1 | Ceiling R-30 Fiberglass Batt, Gr-1 | Ceiling R-38 Fiberglass Batt, Gr-1 | Check Sum | Source
CR01 | Alaska | pre-1950 | 100% | 0% | 0% | 0% | 0% | 100% | Engineering judgment
CR02 | Upper Midwest | pre-1950 | 100% | 0% | 0% | 0% | 0% | 100% | Engineering judgment
CR03 | Mountain North | pre-1950 | 100% | 0% | 0% | 0% | 0% | 100% | Engineering judgment
CR04 | New England | pre-1950 | 100% | 0% | 0% | 0% | 0% | 100% | Engineering judgment
CR05 | Great Lakes | pre-1950 | 100% | 0% | 0% | 0% | 0% | 100% | Engineering judgment
CR06 | Pacific Northwest | pre-1950 | 100% | 0% | 0% | 0% | 0% | 100% | Engineering judgment
CR07 | Mid Atlantic | pre-1950 | 100% | 0% | 0% | 0% | 0% | 100% | Engineering judgment
CR08 | Zone 4A | pre-1950 | 100% | 0% | 0% | 0% | 0% | 100% | Engineering judgment
CR09 | Southeast | pre-1950 | 100% | 0% | 0% | 0% | 0% | 100% | Engineering judgment
CR10 | Southwest | pre-1950 | 100% | 0% | 0% | 0% | 0% | 100% | Engineering judgment
CR11 | California | pre-1950 | 100% | 0% | 0% | 0% | 0% | 100% | Engineering judgment
CR12 | Hawaii | pre-1950 | 100% | 0% | 0% | 0% | 0% | 100% | Engineering judgment
CR01 | Alaska | 1950s | 100% | 0% | 0% | 0% | 0% | 100% | Engineering judgment
CR02 | Upper Midwest | 1950s | 100% | 0% | 0% | 0% | 0% | 100% | Engineering judgment
CR03 | Mountain North | 1950s | 100% | 0% | 0% | 0% | 0% | 100% | Engineering judgment
CR04 | New England | 1950s | 100% | 0% | 0% | 0% | 0% | 100% | Engineering judgment
CR05 | Great Lakes | 1950s | 100% | 0% | 0% | 0% | 0% | 100% | Engineering judgment
CR06 | Pacific Northwest | 1950s | 100% | 0% | 0% | 0% | 0% | 100% | Engineering judgment
CR07 | Mid Atlantic | 1950s | 100% | 0% | 0% | 0% | 0% | 100% | Engineering judgment
CR08 | Zone 4A | 1950s | 100% | 0% | 0% | 0% | 0% | 100% | Engineering judgment
CR09 | Southeast | 1950s | 100% | 0% | 0% | 0% | 0% | 100% | Engineering judgment
CR10 | Southwest | 1950s | 100% | 0% | 0% | 0% | 0% | 100% | Engineering judgment
CR11 | California | 1950s | 100% | 0% | 0% | 0% | 0% | 100% | Engineering judgment
CR12 | Hawaii | 1950s | 100% | 0% | 0% | 0% | 0% | 100% | Engineering judgment
CR01 | Alaska | 1960s | 100% | 0% | 0% | 0% | 0% | 100% | Engineering judgment
CR02 | Upper Midwest | 1960s | 100% | 0% | 0% | 0% | 0% | 100% | Engineering judgment
CR03 | Mountain North | 1960s | 100% | 0% | 0% | 0% | 0% | 100% | Engineering judgment
CR04 | New England | 1960s | 100% | 0% | 0% | 0% | 0% | 100% | Engineering judgment
CR05 | Great Lakes | 1960s | 100% | 0% | 0% | 0% | 0% | 100% | Engineering judgment
CR06 | Pacific Northwest | 1960s | 100% | 0% | 0% | 0% | 0% | 100% | Engineering judgment
CR07 | Mid Atlantic | 1960s | 100% | 0% | 0% | 0% | 0% | 100% | Engineering judgment
CR08 | Zone 4A | 1960s | 100% | 0% | 0% | 0% | 0% | 100% | Engineering judgment
CR09 | Southeast | 1960s | 100% | 0% | 0% | 0% | 0% | 100% | Engineering judgment
CR10 | Southwest | 1960s | 100% | 0% | 0% | 0% | 0% | 100% | Engineering judgment
CR11 | California | 1960s | 100% | 0% | 0% | 0% | 0% | 100% | Engineering judgment
CR12 | Hawaii | 1960s | 100% | 0% | 0% | 0% | 0% | 100% | Engineering judgment
CR01 | Alaska | 1970s | 100% | 0% | 0% | 0% | 0% | 100% | Engineering judgment
CR02 | Upper Midwest | 1970s | 100% | 0% | 0% | 0% | 0% | 100% | Engineering judgment
CR03 | Mountain North | 1970s | 100% | 0% | 0% | 0% | 0% | 100% | Engineering judgment
CR04 | New England | 1970s | 100% | 0% | 0% | 0% | 0% | 100% | Engineering judgment
CR05 | Great Lakes | 1970s | 100% | 0% | 0% | 0% | 0% | 100% | Engineering judgment
CR06 | Pacific Northwest | 1970s | 100% | 0% | 0% | 0% | 0% | 100% | Engineering judgment
CR07 | Mid Atlantic | 1970s | 100% | 0% | 0% | 0% | 0% | 100% | Engineering judgment
CR08 | Zone 4A | 1970s | 100% | 0% | 0% | 0% | 0% | 100% | Engineering judgment
CR09 | Southeast | 1970s | 100% | 0% | 0% | 0% | 0% | 100% | Engineering judgment
CR10 | Southwest | 1970s | 100% | 0% | 0% | 0% | 0% | 100% | Engineering judgment
CR11 | California | 1970s | 100% | 0% | 0% | 0% | 0% | 100% | Engineering judgment
CR12 | Hawaii | 1970s | 100% | 0% | 0% | 0% | 0% | 100% | Engineering judgment
CR01 | Alaska | 1980s | 23.17% | 17.17% | 59.66% | 0% | 0% | 100% | 1988 NAHB survey
CR02 | Upper Midwest | 1980s | 62.04% | 14.11% | 23.86% | 0% | 0% | 100% | 1988 NAHB survey
CR03 | Mountain North | 1980s | 77% | 6.274% | 16.73% | 0% | 0% | 100% | 1988 NAHB survey
CR04 | New England | 1980s | 41.22% | 26.08% | 32.7% | 0% | 0% | 100% | 1988 NAHB survey
CR05 | Great Lakes | 1980s | 55.9% | 19.79% | 24.32% | 0% | 0% | 100% | 1988 NAHB survey
CR06 | Pacific Northwest | 1980s | 23.17% | 17.17% | 59.66% | 0% | 0% | 100% | 1988 NAHB survey
CR07 | Mid Atlantic | 1980s | 46.96% | 19.85% | 33.19% | 0% | 0% | 100% | 1988 NAHB survey
CR08 | Zone 4A | 1980s | 40.77% | 11.74% | 47.5% | 0% | 0% | 100% | 1988 NAHB survey
CR09 | Southeast | 1980s | 57.29% | 19.67% | 23.04% | 0% | 0% | 100% | 1988 NAHB survey
CR10 | Southwest | 1980s | 41.01% | 50.84% | 8.151% | 0% | 0% | 100% | 1988 NAHB survey
CR11 | California | 1980s | 23.17% | 17.17% | 59.66% | 0% | 0% | 100% | 1988 NAHB survey
CR12 | Hawaii | 1980s | 23.17% | 17.17% | 59.66% | 0% | 0% | 100% | 1988 NAHB survey
CR01 | Alaska | 1990s | 23.17% | 17.17% | 59.66% | 0% | 0% | 100% | extrapolated 1988 NAHB survey
CR02 | Upper Midwest | 1990s | 23.17% | 17.17% | 59.66% | 0% | 0% | 100% | extrapolated 1988 NAHB survey
CR03 | Mountain North | 1990s | 62.04% | 14.11% | 23.86% | 0% | 0% | 100% | extrapolated 1988 NAHB survey
CR04 | New England | 1990s | 77% | 6.274% | 16.73% | 0% | 0% | 100% | extrapolated 1988 NAHB survey
CR05 | Great Lakes | 1990s | 41.22% | 26.08% | 32.7% | 0% | 0% | 100% | extrapolated 1988 NAHB survey
CR06 | Pacific Northwest | 1990s | 55.9% | 19.79% | 24.32% | 0% | 0% | 100% | extrapolated 1988 NAHB survey
CR07 | Mid Atlantic | 1990s | 23.17% | 17.17% | 59.66% | 0% | 0% | 100% | extrapolated 1988 NAHB survey
CR08 | Zone 4A | 1990s | 46.96% | 19.85% | 33.19% | 0% | 0% | 100% | extrapolated 1988 NAHB survey
CR09 | Southeast | 1990s | 40.77% | 11.74% | 47.5% | 0% | 0% | 100% | extrapolated 1988 NAHB survey
CR10 | Southwest | 1990s | 57.29% | 19.67% | 23.04% | 0% | 0% | 100% | extrapolated 1988 NAHB survey
CR11 | California | 1990s | 41.01% | 50.84% | 8.151% | 0% | 0% | 100% | extrapolated 1988 NAHB survey
CR12 | Hawaii | 1990s | 23.17% | 17.17% | 59.66% | 0% | 0% | 100% | extrapolated 1988 NAHB survey
CR01 | Alaska | 2000s | 0% | 0% | 0% | 0% | 100% | 100% | IECC 2009
CR02 | Upper Midwest | 2000s | 0% | 0% | 0% | 100% | 0% | 100% | IECC 2009
CR03 | Mountain North | 2000s | 0% | 0% | 0% | 100% | 0% | 100% | IECC 2009
CR04 | New England | 2000s | 0% | 0% | 0% | 100% | 0% | 100% | IECC 2009
CR05 | Great Lakes | 2000s | 0% | 0% | 0% | 100% | 0% | 100% | IECC 2009
CR06 | Pacific Northwest | 2000s | 0% | 0% | 0% | 100% | 0% | 100% | IECC 2009
CR07 | Mid Atlantic | 2000s | 0% | 0% | 100% | 0% | 0% | 100% | IECC 2009
CR08 | Zone 4A | 2000s | 0% | 0% | 100% | 0% | 0% | 100% | IECC 2009
CR09 | Southeast | 2000s | 0% | 100% | 0% | 0% | 0% | 100% | IECC 2009
CR10 | Southwest | 2000s | 0% | 100% | 0% | 0% | 0% | 100% | IECC 2009
CR11 | California | 2000s | 0% | 0% | 100% | 0% | 0% | 100% | IECC 2009
CR12 | Hawaii | 2000s | 0% | 100% | 0% | 0% | 0% | 100% | IECC 2009
Check pre 1980s with Craig; continuity

## IntFloor
|  |  | Interzonal Floor | Interzonal Floor | Interzonal Floor | Interzonal Floor | Interzonal Floor
Location | Location Name | Vintage | Uninsulated | R-13 Fiberglass Batt, Gr-1 | R-19 Fiberglass Batt, Gr-1 | R-30 Fiberglass Batt, Gr-1 | R-38 Fiberglass Batt, Gr-1 | Check Sum | Source
CR01 | Alaska | pre-1950 | 100% | 0% | 0% | 0% | 0% | 100% | Same as PierBeam worksheet
CR02 | Upper Midwest | pre-1950 | 100% | 0% | 0% | 0% | 0% | 100% | Same as PierBeam worksheet
CR03 | Mountain North | pre-1950 | 100% | 0% | 0% | 0% | 0% | 100% | Same as PierBeam worksheet
CR04 | New England | pre-1950 | 100% | 0% | 0% | 0% | 0% | 100% | Same as PierBeam worksheet
CR05 | Great Lakes | pre-1950 | 100% | 0% | 0% | 0% | 0% | 100% | Same as PierBeam worksheet
CR06 | Pacific Northwest | pre-1950 | 100% | 0% | 0% | 0% | 0% | 100% | Same as PierBeam worksheet
CR07 | Mid Atlantic | pre-1950 | 100% | 0% | 0% | 0% | 0% | 100% | Same as PierBeam worksheet
CR08 | Zone 4A | pre-1950 | 100% | 0% | 0% | 0% | 0% | 100% | Same as PierBeam worksheet
CR09 | Southeast | pre-1950 | 100% | 0% | 0% | 0% | 0% | 100% | Same as PierBeam worksheet
CR10 | Southwest | pre-1950 | 100% | 0% | 0% | 0% | 0% | 100% | Same as PierBeam worksheet
CR11 | California | pre-1950 | 100% | 0% | 0% | 0% | 0% | 100% | Same as PierBeam worksheet
CR12 | Hawaii | pre-1950 | 100% | 0% | 0% | 0% | 0% | 100% | Same as PierBeam worksheet
CR01 | Alaska | 1950s | 100% | 0% | 0% | 0% | 0% | 100% | Same as PierBeam worksheet
CR02 | Upper Midwest | 1950s | 100% | 0% | 0% | 0% | 0% | 100% | Same as PierBeam worksheet
CR03 | Mountain North | 1950s | 100% | 0% | 0% | 0% | 0% | 100% | Same as PierBeam worksheet
CR04 | New England | 1950s | 100% | 0% | 0% | 0% | 0% | 100% | Same as PierBeam worksheet
CR05 | Great Lakes | 1950s | 100% | 0% | 0% | 0% | 0% | 100% | Same as PierBeam worksheet
CR06 | Pacific Northwest | 1950s | 100% | 0% | 0% | 0% | 0% | 100% | Same as PierBeam worksheet
CR07 | Mid Atlantic | 1950s | 100% | 0% | 0% | 0% | 0% | 100% | Same as PierBeam worksheet
CR08 | Zone 4A | 1950s | 100% | 0% | 0% | 0% | 0% | 100% | Same as PierBeam worksheet
CR09 | Southeast | 1950s | 100% | 0% | 0% | 0% | 0% | 100% | Same as PierBeam worksheet
CR10 | Southwest | 1950s | 100% | 0% | 0% | 0% | 0% | 100% | Same as PierBeam worksheet
CR11 | California | 1950s | 100% | 0% | 0% | 0% | 0% | 100% | Same as PierBeam worksheet
CR12 | Hawaii | 1950s | 100% | 0% | 0% | 0% | 0% | 100% | Same as PierBeam worksheet
CR01 | Alaska | 1960s | 100% | 0% | 0% | 0% | 0% | 100% | Same as PierBeam worksheet
CR02 | Upper Midwest | 1960s | 100% | 0% | 0% | 0% | 0% | 100% | Same as PierBeam worksheet
CR03 | Mountain North | 1960s | 100% | 0% | 0% | 0% | 0% | 100% | Same as PierBeam worksheet
CR04 | New England | 1960s | 100% | 0% | 0% | 0% | 0% | 100% | Same as PierBeam worksheet
CR05 | Great Lakes | 1960s | 100% | 0% | 0% | 0% | 0% | 100% | Same as PierBeam worksheet
CR06 | Pacific Northwest | 1960s | 100% | 0% | 0% | 0% | 0% | 100% | Same as PierBeam worksheet
CR07 | Mid Atlantic | 1960s | 100% | 0% | 0% | 0% | 0% | 100% | Same as PierBeam worksheet
CR08 | Zone 4A | 1960s | 100% | 0% | 0% | 0% | 0% | 100% | Same as PierBeam worksheet
CR09 | Southeast | 1960s | 100% | 0% | 0% | 0% | 0% | 100% | Same as PierBeam worksheet
CR10 | Southwest | 1960s | 100% | 0% | 0% | 0% | 0% | 100% | Same as PierBeam worksheet
CR11 | California | 1960s | 100% | 0% | 0% | 0% | 0% | 100% | Same as PierBeam worksheet
CR12 | Hawaii | 1960s | 100% | 0% | 0% | 0% | 0% | 100% | Same as PierBeam worksheet
CR01 | Alaska | 1970s | 100% | 0% | 0% | 0% | 0% | 100% | Same as PierBeam worksheet
CR02 | Upper Midwest | 1970s | 100% | 0% | 0% | 0% | 0% | 100% | Same as PierBeam worksheet
CR03 | Mountain North | 1970s | 100% | 0% | 0% | 0% | 0% | 100% | Same as PierBeam worksheet
CR04 | New England | 1970s | 100% | 0% | 0% | 0% | 0% | 100% | Same as PierBeam worksheet
CR05 | Great Lakes | 1970s | 100% | 0% | 0% | 0% | 0% | 100% | Same as PierBeam worksheet
CR06 | Pacific Northwest | 1970s | 100% | 0% | 0% | 0% | 0% | 100% | Same as PierBeam worksheet
CR07 | Mid Atlantic | 1970s | 100% | 0% | 0% | 0% | 0% | 100% | Same as PierBeam worksheet
CR08 | Zone 4A | 1970s | 100% | 0% | 0% | 0% | 0% | 100% | Same as PierBeam worksheet
CR09 | Southeast | 1970s | 100% | 0% | 0% | 0% | 0% | 100% | Same as PierBeam worksheet
CR10 | Southwest | 1970s | 100% | 0% | 0% | 0% | 0% | 100% | Same as PierBeam worksheet
CR11 | California | 1970s | 100% | 0% | 0% | 0% | 0% | 100% | Same as PierBeam worksheet
CR12 | Hawaii | 1970s | 100% | 0% | 0% | 0% | 0% | 100% | Same as PierBeam worksheet
CR01 | Alaska | 1980s | 23.17% | 17.17% | 59.66% | 0% | 0% | 100% | Same as PierBeam worksheet
CR02 | Upper Midwest | 1980s | 62.04% | 14.11% | 23.86% | 0% | 0% | 100% | Same as PierBeam worksheet
CR03 | Mountain North | 1980s | 77% | 6.274% | 16.73% | 0% | 0% | 100% | Same as PierBeam worksheet
CR04 | New England | 1980s | 41.22% | 26.08% | 32.7% | 0% | 0% | 100% | Same as PierBeam worksheet
CR05 | Great Lakes | 1980s | 55.9% | 19.79% | 24.32% | 0% | 0% | 100% | Same as PierBeam worksheet
CR06 | Pacific Northwest | 1980s | 23.17% | 17.17% | 59.66% | 0% | 0% | 100% | Same as PierBeam worksheet
CR07 | Mid Atlantic | 1980s | 46.96% | 19.85% | 33.19% | 0% | 0% | 100% | Same as PierBeam worksheet
CR08 | Zone 4A | 1980s | 40.77% | 11.74% | 47.5% | 0% | 0% | 100% | Same as PierBeam worksheet
CR09 | Southeast | 1980s | 57.29% | 19.67% | 23.04% | 0% | 0% | 100% | Same as PierBeam worksheet
CR10 | Southwest | 1980s | 41.01% | 50.84% | 8.151% | 0% | 0% | 100% | Same as PierBeam worksheet
CR11 | California | 1980s | 23.17% | 17.17% | 59.66% | 0% | 0% | 100% | Same as PierBeam worksheet
CR12 | Hawaii | 1980s | 23.17% | 17.17% | 59.66% | 0% | 0% | 100% | Same as PierBeam worksheet
CR01 | Alaska | 1990s | 23.17% | 17.17% | 59.66% | 0% | 0% | 100% | Same as PierBeam worksheet
CR02 | Upper Midwest | 1990s | 23.17% | 17.17% | 59.66% | 0% | 0% | 100% | Same as PierBeam worksheet
CR03 | Mountain North | 1990s | 62.04% | 14.11% | 23.86% | 0% | 0% | 100% | Same as PierBeam worksheet
CR04 | New England | 1990s | 77% | 6.274% | 16.73% | 0% | 0% | 100% | Same as PierBeam worksheet
CR05 | Great Lakes | 1990s | 41.22% | 26.08% | 32.7% | 0% | 0% | 100% | Same as PierBeam worksheet
CR06 | Pacific Northwest | 1990s | 55.9% | 19.79% | 24.32% | 0% | 0% | 100% | Same as PierBeam worksheet
CR07 | Mid Atlantic | 1990s | 23.17% | 17.17% | 59.66% | 0% | 0% | 100% | Same as PierBeam worksheet
CR08 | Zone 4A | 1990s | 46.96% | 19.85% | 33.19% | 0% | 0% | 100% | Same as PierBeam worksheet
CR09 | Southeast | 1990s | 40.77% | 11.74% | 47.5% | 0% | 0% | 100% | Same as PierBeam worksheet
CR10 | Southwest | 1990s | 57.29% | 19.67% | 23.04% | 0% | 0% | 100% | Same as PierBeam worksheet
CR11 | California | 1990s | 41.01% | 50.84% | 8.151% | 0% | 0% | 100% | Same as PierBeam worksheet
CR12 | Hawaii | 1990s | 23.17% | 17.17% | 59.66% | 0% | 0% | 100% | Same as PierBeam worksheet
CR01 | Alaska | 2000s | 0% | 0% | 0% | 0% | 100% | 100% | Same as PierBeam worksheet
CR02 | Upper Midwest | 2000s | 0% | 0% | 0% | 100% | 0% | 100% | Same as PierBeam worksheet
CR03 | Mountain North | 2000s | 0% | 0% | 0% | 100% | 0% | 100% | Same as PierBeam worksheet
CR04 | New England | 2000s | 0% | 0% | 0% | 100% | 0% | 100% | Same as PierBeam worksheet
CR05 | Great Lakes | 2000s | 0% | 0% | 0% | 100% | 0% | 100% | Same as PierBeam worksheet
CR06 | Pacific Northwest | 2000s | 0% | 0% | 0% | 100% | 0% | 100% | Same as PierBeam worksheet
CR07 | Mid Atlantic | 2000s | 0% | 0% | 100% | 0% | 0% | 100% | Same as PierBeam worksheet
CR08 | Zone 4A | 2000s | 0% | 0% | 100% | 0% | 0% | 100% | Same as PierBeam worksheet
CR09 | Southeast | 2000s | 0% | 100% | 0% | 0% | 0% | 100% | Same as PierBeam worksheet
CR10 | Southwest | 2000s | 0% | 100% | 0% | 0% | 0% | 100% | Same as PierBeam worksheet
CR11 | California | 2000s | 0% | 0% | 100% | 0% | 0% | 100% | Same as PierBeam worksheet
CR12 | Hawaii | 2000s | 0% | 100% | 0% | 0% | 0% | 100% | Same as PierBeam worksheet
Check pre 1980s with Craig; continuity

## Win
|  |  | Windows | Windows | Windows | Windows | Windows | Windows
Location | Location Name | Vintage | Clear, Single, Metal | Clear, Single, Non-metal | Clear, Double, Metal, Air | Clear, Double, Non-metal, Air | Low-E, Double, Non-metal, Air, L-Gain | Low-E, Triple, Non-metal, Air, L-Gain | Check Sum | Source
CR01 | Alaska | pre-1950 | 0% | 100% | 0% | 0% | 0% | 0% | 100% | RECS, Engineering judgment
CR01 | Alaska | 1950s | 50% | 0% | 0% | 26.25% | 23.75% | 0% | 100% | RECS, Engineering judgment
CR01 | Alaska | 1960s | 41% | 0% | 40.69% | 9.612% | 8.697% | 0% | 100% | RECS, Engineering judgment
CR01 | Alaska | 1970s | 0% | 0% | 68.97% | 16.29% | 14.74% | 0% | 100% | RECS, Engineering judgment
CR01 | Alaska | 1980s | 42.49% | 0% | 35.7% | 9.37% | 12.44% | 0% | 100% | RECS, Engineering judgment
CR01 | Alaska | 1990s | 0% | 0% | 0% | 65% | 35% | 0% | 100% | RECS, Engineering judgment
CR01 | Alaska | 2000s | 0% | 0% | 0% | 40% | 60% | 0% | 100% | RECS, Engineering judgment
CR02 | Upper Midwest | pre-1950 | 0% | 38.06% | 0% | 31.28% | 30.67% | 0% | 100% | RECS, Engineering judgment
CR02 | Upper Midwest | 1950s | 31.04% | 0% | 0% | 34.32% | 34.64% | 0% | 100% | RECS, Engineering judgment
CR02 | Upper Midwest | 1960s | 39.03% | 0% | 21.33% | 20.33% | 19.31% | 0% | 100% | RECS, Engineering judgment
CR02 | Upper Midwest | 1970s | 25.41% | 0% | 23.88% | 22.77% | 20.6% | 7.345% | 100% | RECS, Engineering judgment
CR02 | Upper Midwest | 1980s | 11.94% | 0% | 25.51% | 27.02% | 27.28% | 8.253% | 100% | RECS, Engineering judgment
CR02 | Upper Midwest | 1990s | 7.436% | 0% | 0% | 52.22% | 28.12% | 12.22% | 100% | RECS, Engineering judgment
CR02 | Upper Midwest | 2000s | 4.354% | 0% | -4.857e-15% | 37.06% | 58.59% | 0% | 100% | RECS, Engineering judgment
CR03 | Mountain North | pre-1950 | 0% | 38.56% | 0% | 32.25% | 29.18% | 0% | 100% | RECS, Engineering judgment
CR03 | Mountain North | 1950s | 26.81% | 0% | 0% | 38.43% | 34.77% | 0% | 100% | RECS, Engineering judgment
CR03 | Mountain North | 1960s | 21.81% | 0% | 26.29% | 27.25% | 24.65% | 0% | 100% | RECS, Engineering judgment
CR03 | Mountain North | 1970s | 18.75% | 0% | 26.39% | 27.35% | 27.51% | 0% | 100% | RECS, Engineering judgment
CR03 | Mountain North | 1980s | 10.82% | 0% | 26.98% | 31.08% | 31.12% | 0% | 100% | RECS, Engineering judgment
CR03 | Mountain North | 1990s | 17.64% | 0% | 8.327e-15% | 50.55% | 31.82% | 0% | 100% | RECS, Engineering judgment
CR03 | Mountain North | 2000s | 2.55% | 0% | 0% | 38.98% | 58.47% | 0% | 100% | RECS, Engineering judgment
CR04 | New England | pre-1950 | 0% | 32.81% | 6.245e-15% | 34.8% | 32.39% | 0% | 100% | RECS, Engineering judgment
CR04 | New England | 1950s | 21.85% | 0% | 7.633e-15% | 39.97% | 38.18% | 0% | 100% | RECS, Engineering judgment
CR04 | New England | 1960s | 29.51% | 0% | 20.27% | 26.37% | 23.86% | 0% | 100% | RECS, Engineering judgment
CR04 | New England | 1970s | 23.69% | 0% | 21.02% | 27.35% | 27.95% | 0% | 100% | RECS, Engineering judgment
CR04 | New England | 1980s | 19.84% | 0% | 18.96% | 27.41% | 26.91% | 6.878% | 100% | RECS, Engineering judgment
CR04 | New England | 1990s | 10.29% | 0% | 0% | 58.31% | 31.4% | 0% | 100% | RECS, Engineering judgment
CR04 | New England | 2000s | 6.559% | 0% | 0% | 35.72% | 57.73% | 0% | 100% | RECS, Engineering judgment
CR05 | Great Lakes | pre-1950 | 0% | 42.24% | 4.51e-15% | 29.53% | 28.23% | 0% | 100% | RECS, Engineering judgment
CR05 | Great Lakes | 1950s | 27.19% | 0% | -5.031e-15% | 37.77% | 35.04% | 0% | 100% | RECS, Engineering judgment
CR05 | Great Lakes | 1960s | 20.3% | 0% | 28.08% | 25.47% | 26.15% | 0% | 100% | RECS, Engineering judgment
CR05 | Great Lakes | 1970s | 19.11% | 0% | 29.24% | 26.53% | 25.12% | 0% | 100% | RECS, Engineering judgment
CR05 | Great Lakes | 1980s | 27.08% | 0% | 23.09% | 23.28% | 26.55% | 0% | 100% | RECS, Engineering judgment
CR05 | Great Lakes | 1990s | 11.25% | 0% | -9.714e-15% | 55.24% | 33.51% | 0% | 100% | RECS, Engineering judgment
CR05 | Great Lakes | 2000s | 11.04% | 0% | 0% | 33.7% | 55.26% | 0% | 100% | RECS, Engineering judgment
CR06 | Pacific Northwest | pre-1950 | 0% | 59.53% | 0% | 21.25% | 19.22% | 0% | 100% | RECS, Engineering judgment
CR06 | Pacific Northwest | 1950s | 27.31% | 0% | 0% | 38.16% | 34.53% | 0% | 100% | RECS, Engineering judgment
CR06 | Pacific Northwest | 1960s | 17.61% | 0% | 36.92% | 22.46% | 23.02% | 0% | 100% | RECS, Engineering judgment
CR06 | Pacific Northwest | 1970s | 19.32% | 0% | 37.38% | 22.73% | 20.57% | 0% | 100% | RECS, Engineering judgment
CR06 | Pacific Northwest | 1980s | 9.475% | 0% | 37.03% | 25.03% | 28.46% | 0% | 100% | RECS, Engineering judgment
CR06 | Pacific Northwest | 1990s | 6.549% | 0% | 0% | 60.74% | 32.71% | 0% | 100% | RECS, Engineering judgment
CR06 | Pacific Northwest | 2000s | 1.93% | 0% | -8.674e-15% | 38.32% | 59.75% | 0% | 100% | RECS, Engineering judgment
CR07 | Mid Atlantic | pre-1950 | 0% | 40.53% | 0% | 29.55% | 29.92% | 0% | 100% | RECS, Engineering judgment
CR07 | Mid Atlantic | 1950s | 25.75% | 0% | -5.204e-15% | 37.39% | 36.86% | 0% | 100% | RECS, Engineering judgment
CR07 | Mid Atlantic | 1960s | 27.56% | 0% | 22.49% | 23.74% | 26.21% | 0% | 100% | RECS, Engineering judgment
CR07 | Mid Atlantic | 1970s | 32.86% | 0% | 21.72% | 22.94% | 22.48% | 0% | 100% | RECS, Engineering judgment
CR07 | Mid Atlantic | 1980s | 23.63% | 0% | 22.49% | 26.38% | 27.5% | 0% | 100% | RECS, Engineering judgment
CR07 | Mid Atlantic | 1990s | 6.353% | 0% | 0% | 59.96% | 33.69% | 0% | 100% | RECS, Engineering judgment
CR07 | Mid Atlantic | 2000s | 6.705% | 0% | 0% | 35.67% | 57.63% | 0% | 100% | RECS, Engineering judgment
CR08 | Zone 4A | pre-1950 | 0% | 56.73% | 0% | 21.99% | 21.28% | 0% | 100% | RECS, Engineering judgment
CR08 | Zone 4A | 1950s | 44.2% | 0% | 0% | 27.14% | 28.66% | 0% | 100% | RECS, Engineering judgment
CR08 | Zone 4A | 1960s | 46.89% | 0% | 25.8% | 12.54% | 14.77% | 0% | 100% | RECS, Engineering judgment
CR08 | Zone 4A | 1970s | 33.88% | 0% | 32.81% | 15.95% | 17.36% | 0% | 100% | RECS, Engineering judgment
CR08 | Zone 4A | 1980s | 22.72% | 0% | 34.44% | 18.6% | 24.24% | 0% | 100% | RECS, Engineering judgment
CR08 | Zone 4A | 1990s | 9.227% | 0% | 2.776e-15% | 57.22% | 33.55% | 0% | 100% | RECS, Engineering judgment
CR08 | Zone 4A | 2000s | 10.75% | 0% | 0% | 34.43% | 54.82% | 0% | 100% | RECS, Engineering judgment
CR09 | Southeast | pre-1950 | 0% | 68.63% | 0% | 16.47% | 14.9% | 0% | 100% | RECS, Engineering judgment
CR09 | Southeast | 1950s | 71.55% | 0% | 3.296e-15% | 14.58% | 13.88% | 0% | 100% | RECS, Engineering judgment
CR09 | Southeast | 1960s | 69.79% | 0% | 20.77% | 4.64% | 4.8% | 0% | 100% | RECS, Engineering judgment
CR09 | Southeast | 1970s | 59.86% | 0% | 28.16% | 6.29% | 5.691% | 0% | 100% | RECS, Engineering judgment
CR09 | Southeast | 1980s | 48% | 0% | 32.21% | 7.994% | 11.8% | 0% | 100% | RECS, Engineering judgment
CR09 | Southeast | 1990s | 43.16% | 0% | 6.505e-15% | 36.45% | 20.39% | 0% | 100% | RECS, Engineering judgment
CR09 | Southeast | 2000s | 25.46% | 0% | -7.459e-15% | 29.44% | 45.1% | 0% | 100% | RECS, Engineering judgment
CR10 | Southwest | pre-1950 | 0% | 62.46% | 0% | 19.71% | 17.83% | 0% | 100% | RECS, Engineering judgment
CR10 | Southwest | 1950s | 64.9% | 0% | 0% | 18.43% | 16.67% | 0% | 100% | RECS, Engineering judgment
CR10 | Southwest | 1960s | 79.73% | 0% | 12.99% | 3.821% | 3.457% | 0% | 100% | RECS, Engineering judgment
CR10 | Southwest | 1970s | 55.75% | 0% | 28.36% | 8.339% | 7.545% | 0% | 100% | RECS, Engineering judgment
CR10 | Southwest | 1980s | 50.56% | 0% | 28.52% | 9.318% | 11.6% | 0% | 100% | RECS, Engineering judgment
CR10 | Southwest | 1990s | 23% | 0% | 0% | 47.49% | 29.51% | 0% | 100% | RECS, Engineering judgment
CR10 | Southwest | 2000s | 15.49% | 0% | 4.857e-15% | 33.11% | 51.4% | 0% | 100% | RECS, Engineering judgment
CR11 | California | pre-1950 | 0% | 49.89% | 0% | 26.31% | 23.8% | 0% | 100% | RECS, Engineering judgment
CR11 | California | 1950s | 46.52% | 0% | 0% | 28.08% | 25.41% | 0% | 100% | RECS, Engineering judgment
CR11 | California | 1960s | 48.06% | 0% | 24.19% | 13.79% | 13.96% | 0% | 100% | RECS, Engineering judgment
CR11 | California | 1970s | 43.13% | 0% | 27.26% | 15.54% | 14.06% | 0% | 100% | RECS, Engineering judgment
CR11 | California | 1980s | 45.53% | 0% | 23.16% | 14.67% | 16.64% | 0% | 100% | RECS, Engineering judgment
CR11 | California | 1990s | 13.74% | 0% | 0% | 56.07% | 30.19% | 0% | 100% | RECS, Engineering judgment
CR11 | California | 2000s | 13.62% | 0% | 0% | 34.55% | 51.83% | 0% | 100% | RECS, Engineering judgment
CR12 | Hawaii | pre-1950 | 0% | 100% | 0% | 0% | 0% | 0% | 100% | RECS, Engineering judgment
CR12 | Hawaii | 1950s | 100% | 0% | 0% | 0% | 0% | 0% | 100% | RECS, Engineering judgment
CR12 | Hawaii | 1960s | 100% | 0% | 0% | 0% | 0% | 0% | 100% | RECS, Engineering judgment
CR12 | Hawaii | 1970s | 100% | 0% | 0% | 0% | 0% | 0% | 100% | RECS, Engineering judgment
CR12 | Hawaii | 1980s | 100% | 0% | 0% | 0% | 0% | 0% | 100% | RECS, Engineering judgment
CR12 | Hawaii | 1990s | 80.96% | 0% | 0% | 12.38% | 6.665% | 0% | 100% | RECS, Engineering judgment
CR12 | Hawaii | 2000s | 0% | 0% | 0% | 40% | 60% | 0% | 100% | RECS, Engineering judgment
Complete. Decide on threshold (5%?) for 3-pane

## Inf
|  |  |  | Air Leakage | Air Leakage | Air Leakage | Air Leakage | Air Leakage | Air Leakage | Air Leakage | Air Leakage | Air Leakage | Air Leakage | Air Leakage | Air Leakage
Location | Vintage | Size | Stories | 25 ACH50 | 20 ACH50 | 15 ACH50 | 10 ACH50 | 8 ACH50 | 7 ACH50 | 6 ACH50 | 5 ACH50 | 4 ACH50 | 3 ACH50 | 2 ACH50 | 1 ACH50 | Check Sum | Source | From python code (EstimateACH50.py): | [5 empty] | 25 | 20 | 15 | 10 | 8 | 7 | 6 | 5 | 4 | 3 | 2 | 1
CR01 | pre-1950 | 0-1499 | 1 | 0 | 0 | 1 | 0 | 0 | 0 | 0 | 0 | 0 | 0 | 0 | 0 | 100% | Chan et al. [LBNL-5966E, August 2012; Eqn. 2 and Table 1] | CR 1 | < 1950s | 0-1499 | 1 | 14.9656 | 15 | 0 | 0 | 1 | 0 | 0 | 0 | 0 | 0 | 0 | 0 | 0 | 0
CR01 | pre-1950 | 0-1499 | 2 | 0 | 0 | 1 | 0 | 0 | 0 | 0 | 0 | 0 | 0 | 0 | 0 | 100% | Chan et al. [LBNL-5966E, August 2012; Eqn. 2 and Table 1] | CR 1 | < 1950s | 0-1499 | 2 | 14.2089 | 15 | 0 | 0 | 1 | 0 | 0 | 0 | 0 | 0 | 0 | 0 | 0 | 0
CR01 | pre-1950 | 0-1499 | 3+ | 0 | 0 | 1 | 0 | 0 | 0 | 0 | 0 | 0 | 0 | 0 | 0 | 100% | Chan et al. [LBNL-5966E, August 2012; Eqn. 2 and Table 1] | CR 1 | < 1950s | 0-1499 | 3+ | 14.7065 | 15 | 0 | 0 | 1 | 0 | 0 | 0 | 0 | 0 | 0 | 0 | 0 | 0
CR01 | pre-1950 | 1500-2499 | 1 | 0 | 0 | 0 | 1 | 0 | 0 | 0 | 0 | 0 | 0 | 0 | 0 | 100% | Chan et al. [LBNL-5966E, August 2012; Eqn. 2 and Table 1] | CR 1 | < 1950s | 1500-2499 | 1 | 12.336 | 10 | 0 | 0 | 0 | 1 | 0 | 0 | 0 | 0 | 0 | 0 | 0 | 0
CR01 | pre-1950 | 1500-2499 | 2 | 0 | 0 | 0 | 1 | 0 | 0 | 0 | 0 | 0 | 0 | 0 | 0 | 100% | Chan et al. [LBNL-5966E, August 2012; Eqn. 2 and Table 1] | CR 1 | < 1950s | 1500-2499 | 2 | 11.7123 | 10 | 0 | 0 | 0 | 1 | 0 | 0 | 0 | 0 | 0 | 0 | 0 | 0
CR01 | pre-1950 | 1500-2499 | 3+ | 0 | 0 | 0 | 1 | 0 | 0 | 0 | 0 | 0 | 0 | 0 | 0 | 100% | Chan et al. [LBNL-5966E, August 2012; Eqn. 2 and Table 1] | CR 1 | < 1950s | 1500-2499 | 3+ | 12.1224 | 10 | 0 | 0 | 0 | 1 | 0 | 0 | 0 | 0 | 0 | 0 | 0 | 0
CR01 | pre-1950 | 2500-3499 | 1 | 0 | 0 | 0 | 1 | 0 | 0 | 0 | 0 | 0 | 0 | 0 | 0 | 100% | Chan et al. [LBNL-5966E, August 2012; Eqn. 2 and Table 1] | CR 1 | < 1950s | 2500-3499 | 1 | 10.1685 | 10 | 0 | 0 | 0 | 1 | 0 | 0 | 0 | 0 | 0 | 0 | 0 | 0
CR01 | pre-1950 | 2500-3499 | 2 | 0 | 0 | 0 | 1 | 0 | 0 | 0 | 0 | 0 | 0 | 0 | 0 | 100% | Chan et al. [LBNL-5966E, August 2012; Eqn. 2 and Table 1] | CR 1 | < 1950s | 2500-3499 | 2 | 9.6543 | 10 | 0 | 0 | 0 | 1 | 0 | 0 | 0 | 0 | 0 | 0 | 0 | 0
CR01 | pre-1950 | 2500-3499 | 3+ | 0 | 0 | 0 | 1 | 0 | 0 | 0 | 0 | 0 | 0 | 0 | 0 | 100% | Chan et al. [LBNL-5966E, August 2012; Eqn. 2 and Table 1] | CR 1 | < 1950s | 2500-3499 | 3+ | 9.9924 | 10 | 0 | 0 | 0 | 1 | 0 | 0 | 0 | 0 | 0 | 0 | 0 | 0
CR01 | pre-1950 | 3500-4499 | 1 | 0 | 0 | 0 | 0 | 1 | 0 | 0 | 0 | 0 | 0 | 0 | 0 | 100% | Chan et al. [LBNL-5966E, August 2012; Eqn. 2 and Table 1] | CR 1 | < 1950s | 3500-4499 | 1 | 8.3818 | 8 | 0 | 0 | 0 | 0 | 1 | 0 | 0 | 0 | 0 | 0 | 0 | 0
CR01 | pre-1950 | 3500-4499 | 2 | 0 | 0 | 0 | 0 | 1 | 0 | 0 | 0 | 0 | 0 | 0 | 0 | 100% | Chan et al. [LBNL-5966E, August 2012; Eqn. 2 and Table 1] | CR 1 | < 1950s | 3500-4499 | 2 | 7.958 | 8 | 0 | 0 | 0 | 0 | 1 | 0 | 0 | 0 | 0 | 0 | 0 | 0
CR01 | pre-1950 | 3500-4499 | 3+ | 0 | 0 | 0 | 0 | 1 | 0 | 0 | 0 | 0 | 0 | 0 | 0 | 100% | Chan et al. [LBNL-5966E, August 2012; Eqn. 2 and Table 1] | CR 1 | < 1950s | 3500-4499 | 3+ | 8.2366 | 8 | 0 | 0 | 0 | 0 | 1 | 0 | 0 | 0 | 0 | 0 | 0 | 0
CR01 | pre-1950 | 4500+ | 1 | 0 | 0 | 0 | 0 | 0 | 1 | 0 | 0 | 0 | 0 | 0 | 0 | 100% | Chan et al. [LBNL-5966E, August 2012; Eqn. 2 and Table 1] | CR 1 | < 1950s | 4500+ | 1 | 6.909 | 7 | 0 | 0 | 0 | 0 | 0 | 1 | 0 | 0 | 0 | 0 | 0 | 0
CR01 | pre-1950 | 4500+ | 2 | 0 | 0 | 0 | 0 | 0 | 1 | 0 | 0 | 0 | 0 | 0 | 0 | 100% | Chan et al. [LBNL-5966E, August 2012; Eqn. 2 and Table 1] | CR 1 | < 1950s | 4500+ | 2 | 6.5597 | 7 | 0 | 0 | 0 | 0 | 0 | 1 | 0 | 0 | 0 | 0 | 0 | 0
CR01 | pre-1950 | 4500+ | 3+ | 0 | 0 | 0 | 0 | 0 | 1 | 0 | 0 | 0 | 0 | 0 | 0 | 100% | Chan et al. [LBNL-5966E, August 2012; Eqn. 2 and Table 1] | CR 1 | < 1950s | 4500+ | 3+ | 6.7894 | 7 | 0 | 0 | 0 | 0 | 0 | 1 | 0 | 0 | 0 | 0 | 0 | 0
CR01 | 1950s | 0-1499 | 1 | 0 | 0 | 1 | 0 | 0 | 0 | 0 | 0 | 0 | 0 | 0 | 0 | 100% | Chan et al. [LBNL-5966E, August 2012; Eqn. 2 and Table 1] | CR 1 | 1950s | 0-1499 | 1 | 14.9656 | 15 | 0 | 0 | 1 | 0 | 0 | 0 | 0 | 0 | 0 | 0 | 0 | 0
CR01 | 1950s | 0-1499 | 2 | 0 | 0 | 1 | 0 | 0 | 0 | 0 | 0 | 0 | 0 | 0 | 0 | 100% | Chan et al. [LBNL-5966E, August 2012; Eqn. 2 and Table 1] | CR 1 | 1950s | 0-1499 | 2 | 14.2089 | 15 | 0 | 0 | 1 | 0 | 0 | 0 | 0 | 0 | 0 | 0 | 0 | 0
CR01 | 1950s | 0-1499 | 3+ | 0 | 0 | 1 | 0 | 0 | 0 | 0 | 0 | 0 | 0 | 0 | 0 | 100% | Chan et al. [LBNL-5966E, August 2012; Eqn. 2 and Table 1] | CR 1 | 1950s | 0-1499 | 3+ | 14.7065 | 15 | 0 | 0 | 1 | 0 | 0 | 0 | 0 | 0 | 0 | 0 | 0 | 0
CR01 | 1950s | 1500-2499 | 1 | 0 | 0 | 0 | 1 | 0 | 0 | 0 | 0 | 0 | 0 | 0 | 0 | 100% | Chan et al. [LBNL-5966E, August 2012; Eqn. 2 and Table 1] | CR 1 | 1950s | 1500-2499 | 1 | 12.336 | 10 | 0 | 0 | 0 | 1 | 0 | 0 | 0 | 0 | 0 | 0 | 0 | 0
CR01 | 1950s | 1500-2499 | 2 | 0 | 0 | 0 | 1 | 0 | 0 | 0 | 0 | 0 | 0 | 0 | 0 | 100% | Chan et al. [LBNL-5966E, August 2012; Eqn. 2 and Table 1] | CR 1 | 1950s | 1500-2499 | 2 | 11.7123 | 10 | 0 | 0 | 0 | 1 | 0 | 0 | 0 | 0 | 0 | 0 | 0 | 0
CR01 | 1950s | 1500-2499 | 3+ | 0 | 0 | 0 | 1 | 0 | 0 | 0 | 0 | 0 | 0 | 0 | 0 | 100% | Chan et al. [LBNL-5966E, August 2012; Eqn. 2 and Table 1] | CR 1 | 1950s | 1500-2499 | 3+ | 12.1224 | 10 | 0 | 0 | 0 | 1 | 0 | 0 | 0 | 0 | 0 | 0 | 0 | 0
CR01 | 1950s | 2500-3499 | 1 | 0 | 0 | 0 | 1 | 0 | 0 | 0 | 0 | 0 | 0 | 0 | 0 | 100% | Chan et al. [LBNL-5966E, August 2012; Eqn. 2 and Table 1] | CR 1 | 1950s | 2500-3499 | 1 | 10.1685 | 10 | 0 | 0 | 0 | 1 | 0 | 0 | 0 | 0 | 0 | 0 | 0 | 0
CR01 | 1950s | 2500-3499 | 2 | 0 | 0 | 0 | 1 | 0 | 0 | 0 | 0 | 0 | 0 | 0 | 0 | 100% | Chan et al. [LBNL-5966E, August 2012; Eqn. 2 and Table 1] | CR 1 | 1950s | 2500-3499 | 2 | 9.6543 | 10 | 0 | 0 | 0 | 1 | 0 | 0 | 0 | 0 | 0 | 0 | 0 | 0
CR01 | 1950s | 2500-3499 | 3+ | 0 | 0 | 0 | 1 | 0 | 0 | 0 | 0 | 0 | 0 | 0 | 0 | 100% | Chan et al. [LBNL-5966E, August 2012; Eqn. 2 and Table 1] | CR 1 | 1950s | 2500-3499 | 3+ | 9.9924 | 10 | 0 | 0 | 0 | 1 | 0 | 0 | 0 | 0 | 0 | 0 | 0 | 0
CR01 | 1950s | 3500-4499 | 1 | 0 | 0 | 0 | 0 | 1 | 0 | 0 | 0 | 0 | 0 | 0 | 0 | 100% | Chan et al. [LBNL-5966E, August 2012; Eqn. 2 and Table 1] | CR 1 | 1950s | 3500-4499 | 1 | 8.3818 | 8 | 0 | 0 | 0 | 0 | 1 | 0 | 0 | 0 | 0 | 0 | 0 | 0
CR01 | 1950s | 3500-4499 | 2 | 0 | 0 | 0 | 0 | 1 | 0 | 0 | 0 | 0 | 0 | 0 | 0 | 100% | Chan et al. [LBNL-5966E, August 2012; Eqn. 2 and Table 1] | CR 1 | 1950s | 3500-4499 | 2 | 7.958 | 8 | 0 | 0 | 0 | 0 | 1 | 0 | 0 | 0 | 0 | 0 | 0 | 0
CR01 | 1950s | 3500-4499 | 3+ | 0 | 0 | 0 | 0 | 1 | 0 | 0 | 0 | 0 | 0 | 0 | 0 | 100% | Chan et al. [LBNL-5966E, August 2012; Eqn. 2 and Table 1] | CR 1 | 1950s | 3500-4499 | 3+ | 8.2366 | 8 | 0 | 0 | 0 | 0 | 1 | 0 | 0 | 0 | 0 | 0 | 0 | 0
CR01 | 1950s | 4500+ | 1 | 0 | 0 | 0 | 0 | 0 | 1 | 0 | 0 | 0 | 0 | 0 | 0 | 100% | Chan et al. [LBNL-5966E, August 2012; Eqn. 2 and Table 1] | CR 1 | 1950s | 4500+ | 1 | 6.909 | 7 | 0 | 0 | 0 | 0 | 0 | 1 | 0 | 0 | 0 | 0 | 0 | 0
CR01 | 1950s | 4500+ | 2 | 0 | 0 | 0 | 0 | 0 | 1 | 0 | 0 | 0 | 0 | 0 | 0 | 100% | Chan et al. [LBNL-5966E, August 2012; Eqn. 2 and Table 1] | CR 1 | 1950s | 4500+ | 2 | 6.5597 | 7 | 0 | 0 | 0 | 0 | 0 | 1 | 0 | 0 | 0 | 0 | 0 | 0
CR01 | 1950s | 4500+ | 3+ | 0 | 0 | 0 | 0 | 0 | 1 | 0 | 0 | 0 | 0 | 0 | 0 | 100% | Chan et al. [LBNL-5966E, August 2012; Eqn. 2 and Table 1] | CR 1 | 1950s | 4500+ | 3+ | 6.7894 | 7 | 0 | 0 | 0 | 0 | 0 | 1 | 0 | 0 | 0 | 0 | 0 | 0
CR01 | 1960s | 1500-2499 | 1 | 0 | 0 | 0 | 1 | 0 | 0 | 0 | 0 | 0 | 0 | 0 | 0 | 100% | Chan et al. [LBNL-5966E, August 2012; Eqn. 2 and Table 1] | CR 1 | 1960s | 0-1499 | 1 | 12.4629 | 10 | 0 | 0 | 0 | 1 | 0 | 0 | 0 | 0 | 0 | 0 | 0 | 0
CR01 | 1960s | 0-1499 | 2 | 0 | 0 | 0 | 1 | 0 | 0 | 0 | 0 | 0 | 0 | 0 | 0 | 100% | Chan et al. [LBNL-5966E, August 2012; Eqn. 2 and Table 1] | CR 1 | 1960s | 0-1499 | 2 | 11.8327 | 10 | 0 | 0 | 0 | 1 | 0 | 0 | 0 | 0 | 0 | 0 | 0 | 0
CR01 | 1960s | 0-1499 | 3+ | 0 | 0 | 0 | 1 | 0 | 0 | 0 | 0 | 0 | 0 | 0 | 0 | 100% | Chan et al. [LBNL-5966E, August 2012; Eqn. 2 and Table 1] | CR 1 | 1960s | 0-1499 | 3+ | 12.2471 | 10 | 0 | 0 | 0 | 1 | 0 | 0 | 0 | 0 | 0 | 0 | 0 | 0
CR01 | 1960s | 1500-2499 | 2 | 0 | 0 | 0 | 1 | 0 | 0 | 0 | 0 | 0 | 0 | 0 | 0 | 100% | Chan et al. [LBNL-5966E, August 2012; Eqn. 2 and Table 1] | CR 1 | 1960s | 1500-2499 | 1 | 10.2731 | 10 | 0 | 0 | 0 | 1 | 0 | 0 | 0 | 0 | 0 | 0 | 0 | 0
CR01 | 1960s | 1500-2499 | 3+ | 0 | 0 | 0 | 1 | 0 | 0 | 0 | 0 | 0 | 0 | 0 | 0 | 100% | Chan et al. [LBNL-5966E, August 2012; Eqn. 2 and Table 1] | CR 1 | 1960s | 1500-2499 | 2 | 9.7536 | 10 | 0 | 0 | 0 | 1 | 0 | 0 | 0 | 0 | 0 | 0 | 0 | 0
CR01 | 1960s | 2500-3499 | 1 | 0 | 0 | 0 | 1 | 0 | 0 | 0 | 0 | 0 | 0 | 0 | 0 | 100% | Chan et al. [LBNL-5966E, August 2012; Eqn. 2 and Table 1] | CR 1 | 1960s | 1500-2499 | 3+ | 10.0952 | 10 | 0 | 0 | 0 | 1 | 0 | 0 | 0 | 0 | 0 | 0 | 0 | 0
CR01 | 1960s | 2500-3499 | 2 | 0 | 0 | 0 | 0 | 1 | 0 | 0 | 0 | 0 | 0 | 0 | 0 | 100% | Chan et al. [LBNL-5966E, August 2012; Eqn. 2 and Table 1] | CR 1 | 1960s | 2500-3499 | 1 | 8.468 | 8 | 0 | 0 | 0 | 0 | 1 | 0 | 0 | 0 | 0 | 0 | 0 | 0
CR01 | 1960s | 2500-3499 | 3+ | 0 | 0 | 0 | 0 | 1 | 0 | 0 | 0 | 0 | 0 | 0 | 0 | 100% | Chan et al. [LBNL-5966E, August 2012; Eqn. 2 and Table 1] | CR 1 | 1960s | 2500-3499 | 2 | 8.0398 | 8 | 0 | 0 | 0 | 0 | 1 | 0 | 0 | 0 | 0 | 0 | 0 | 0
CR01 | 1960s | 3500-4499 | 1 | 0 | 0 | 0 | 0 | 1 | 0 | 0 | 0 | 0 | 0 | 0 | 0 | 100% | Chan et al. [LBNL-5966E, August 2012; Eqn. 2 and Table 1] | CR 1 | 1960s | 2500-3499 | 3+ | 8.3214 | 8 | 0 | 0 | 0 | 0 | 1 | 0 | 0 | 0 | 0 | 0 | 0 | 0
CR01 | 1960s | 3500-4499 | 2 | 0 | 0 | 0 | 0 | 0 | 1 | 0 | 0 | 0 | 0 | 0 | 0 | 100% | Chan et al. [LBNL-5966E, August 2012; Eqn. 2 and Table 1] | CR 1 | 1960s | 3500-4499 | 1 | 6.9801 | 7 | 0 | 0 | 0 | 0 | 0 | 1 | 0 | 0 | 0 | 0 | 0 | 0
CR01 | 1960s | 3500-4499 | 3+ | 0 | 0 | 0 | 0 | 0 | 1 | 0 | 0 | 0 | 0 | 0 | 0 | 100% | Chan et al. [LBNL-5966E, August 2012; Eqn. 2 and Table 1] | CR 1 | 1960s | 3500-4499 | 2 | 6.6272 | 7 | 0 | 0 | 0 | 0 | 0 | 1 | 0 | 0 | 0 | 0 | 0 | 0
CR01 | 1960s | 4500+ | 1 | 0 | 0 | 0 | 0 | 0 | 1 | 0 | 0 | 0 | 0 | 0 | 0 | 100% | Chan et al. [LBNL-5966E, August 2012; Eqn. 2 and Table 1] | CR 1 | 1960s | 3500-4499 | 3+ | 6.8592 | 7 | 0 | 0 | 0 | 0 | 0 | 1 | 0 | 0 | 0 | 0 | 0 | 0
CR01 | 1960s | 4500+ | 2 | 0 | 0 | 0 | 0 | 0 | 0 | 1 | 0 | 0 | 0 | 0 | 0 | 100% | Chan et al. [LBNL-5966E, August 2012; Eqn. 2 and Table 1] | CR 1 | 1960s | 4500+ | 1 | 5.7536 | 6 | 0 | 0 | 0 | 0 | 0 | 0 | 1 | 0 | 0 | 0 | 0 | 0
CR01 | 1960s | 4500+ | 3+ | 0 | 0 | 0 | 0 | 0 | 0 | 0 | 1 | 0 | 0 | 0 | 0 | 100% | Chan et al. [LBNL-5966E, August 2012; Eqn. 2 and Table 1] | CR 1 | 1960s | 4500+ | 2 | 5.4627 | 5 | 0 | 0 | 0 | 0 | 0 | 0 | 0 | 1 | 0 | 0 | 0 | 0
CR01 | 1960s | 0-1499 | 1 | 0 | 0 | 0 | 0 | 0 | 0 | 1 | 0 | 0 | 0 | 0 | 0 | 100% | Chan et al. [LBNL-5966E, August 2012; Eqn. 2 and Table 1] | CR 1 | 1960s | 4500+ | 3+ | 5.654 | 6 | 0 | 0 | 0 | 0 | 0 | 0 | 1 | 0 | 0 | 0 | 0 | 0
CR01 | 1970s | 0-1499 | 1 | 0 | 0 | 0 | 1 | 0 | 0 | 0 | 0 | 0 | 0 | 0 | 0 | 100% | Chan et al. [LBNL-5966E, August 2012; Eqn. 2 and Table 1] | CR 1 | 1970s | 0-1499 | 1 | 12.2284 | 10 | 0 | 0 | 0 | 1 | 0 | 0 | 0 | 0 | 0 | 0 | 0 | 0
CR01 | 1970s | 0-1499 | 2 | 0 | 0 | 0 | 1 | 0 | 0 | 0 | 0 | 0 | 0 | 0 | 0 | 100% | Chan et al. [LBNL-5966E, August 2012; Eqn. 2 and Table 1] | CR 1 | 1970s | 0-1499 | 2 | 11.61 | 10 | 0 | 0 | 0 | 1 | 0 | 0 | 0 | 0 | 0 | 0 | 0 | 0
CR01 | 1970s | 0-1499 | 3+ | 0 | 0 | 0 | 1 | 0 | 0 | 0 | 0 | 0 | 0 | 0 | 0 | 100% | Chan et al. [LBNL-5966E, August 2012; Eqn. 2 and Table 1] | CR 1 | 1970s | 0-1499 | 3+ | 12.0166 | 10 | 0 | 0 | 0 | 1 | 0 | 0 | 0 | 0 | 0 | 0 | 0 | 0
CR01 | 1970s | 1500-2499 | 1 | 0 | 0 | 0 | 1 | 0 | 0 | 0 | 0 | 0 | 0 | 0 | 0 | 100% | Chan et al. [LBNL-5966E, August 2012; Eqn. 2 and Table 1] | CR 1 | 1970s | 1500-2499 | 1 | 10.0797 | 10 | 0 | 0 | 0 | 1 | 0 | 0 | 0 | 0 | 0 | 0 | 0 | 0
CR01 | 1970s | 1500-2499 | 2 | 0 | 0 | 0 | 1 | 0 | 0 | 0 | 0 | 0 | 0 | 0 | 0 | 100% | Chan et al. [LBNL-5966E, August 2012; Eqn. 2 and Table 1] | CR 1 | 1970s | 1500-2499 | 2 | 9.5701 | 10 | 0 | 0 | 0 | 1 | 0 | 0 | 0 | 0 | 0 | 0 | 0 | 0
CR01 | 1970s | 1500-2499 | 3+ | 0 | 0 | 0 | 1 | 0 | 0 | 0 | 0 | 0 | 0 | 0 | 0 | 100% | Chan et al. [LBNL-5966E, August 2012; Eqn. 2 and Table 1] | CR 1 | 1970s | 1500-2499 | 3+ | 9.9052 | 10 | 0 | 0 | 0 | 1 | 0 | 0 | 0 | 0 | 0 | 0 | 0 | 0
CR01 | 1970s | 2500-3499 | 1 | 0 | 0 | 0 | 0 | 1 | 0 | 0 | 0 | 0 | 0 | 0 | 0 | 100% | Chan et al. [LBNL-5966E, August 2012; Eqn. 2 and Table 1] | CR 1 | 1970s | 2500-3499 | 1 | 8.3086 | 8 | 0 | 0 | 0 | 0 | 1 | 0 | 0 | 0 | 0 | 0 | 0 | 0
CR01 | 1970s | 2500-3499 | 2 | 0 | 0 | 0 | 0 | 1 | 0 | 0 | 0 | 0 | 0 | 0 | 0 | 100% | Chan et al. [LBNL-5966E, August 2012; Eqn. 2 and Table 1] | CR 1 | 1970s | 2500-3499 | 2 | 7.8885 | 8 | 0 | 0 | 0 | 0 | 1 | 0 | 0 | 0 | 0 | 0 | 0 | 0
CR01 | 1970s | 2500-3499 | 3+ | 0 | 0 | 0 | 0 | 1 | 0 | 0 | 0 | 0 | 0 | 0 | 0 | 100% | Chan et al. [LBNL-5966E, August 2012; Eqn. 2 and Table 1] | CR 1 | 1970s | 2500-3499 | 3+ | 8.1647 | 8 | 0 | 0 | 0 | 0 | 1 | 0 | 0 | 0 | 0 | 0 | 0 | 0
CR01 | 1970s | 3500-4499 | 1 | 0 | 0 | 0 | 0 | 0 | 1 | 0 | 0 | 0 | 0 | 0 | 0 | 100% | Chan et al. [LBNL-5966E, August 2012; Eqn. 2 and Table 1] | CR 1 | 1970s | 3500-4499 | 1 | 6.8487 | 7 | 0 | 0 | 0 | 0 | 0 | 1 | 0 | 0 | 0 | 0 | 0 | 0
CR01 | 1970s | 3500-4499 | 2 | 0 | 0 | 0 | 0 | 0 | 1 | 0 | 0 | 0 | 0 | 0 | 0 | 100% | Chan et al. [LBNL-5966E, August 2012; Eqn. 2 and Table 1] | CR 1 | 1970s | 3500-4499 | 2 | 6.5024 | 7 | 0 | 0 | 0 | 0 | 0 | 1 | 0 | 0 | 0 | 0 | 0 | 0
CR01 | 1970s | 3500-4499 | 3+ | 0 | 0 | 0 | 0 | 0 | 1 | 0 | 0 | 0 | 0 | 0 | 0 | 100% | Chan et al. [LBNL-5966E, August 2012; Eqn. 2 and Table 1] | CR 1 | 1970s | 3500-4499 | 3+ | 6.7301 | 7 | 0 | 0 | 0 | 0 | 0 | 1 | 0 | 0 | 0 | 0 | 0 | 0
CR01 | 1970s | 4500+ | 1 | 0 | 0 | 0 | 0 | 0 | 0 | 1 | 0 | 0 | 0 | 0 | 0 | 100% | Chan et al. [LBNL-5966E, August 2012; Eqn. 2 and Table 1] | CR 1 | 1970s | 4500+ | 1 | 5.6453 | 6 | 0 | 0 | 0 | 0 | 0 | 0 | 1 | 0 | 0 | 0 | 0 | 0
CR01 | 1970s | 4500+ | 2 | 0 | 0 | 0 | 0 | 0 | 0 | 0 | 1 | 0 | 0 | 0 | 0 | 100% | Chan et al. [LBNL-5966E, August 2012; Eqn. 2 and Table 1] | CR 1 | 1970s | 4500+ | 2 | 5.3599 | 5 | 0 | 0 | 0 | 0 | 0 | 0 | 0 | 1 | 0 | 0 | 0 | 0
CR01 | 1970s | 4500+ | 3+ | 0 | 0 | 0 | 0 | 0 | 0 | 1 | 0 | 0 | 0 | 0 | 0 | 100% | Chan et al. [LBNL-5966E, August 2012; Eqn. 2 and Table 1] | CR 1 | 1970s | 4500+ | 3+ | 5.5476 | 6 | 0 | 0 | 0 | 0 | 0 | 0 | 1 | 0 | 0 | 0 | 0 | 0
CR01 | 1980s | 0-1499 | 1 | 0 | 0 | 0 | 1 | 0 | 0 | 0 | 0 | 0 | 0 | 0 | 0 | 100% | Chan et al. [LBNL-5966E, August 2012; Eqn. 2 and Table 1] | CR 1 | 1980s | 0-1499 | 1 | 9.9917 | 10 | 0 | 0 | 0 | 1 | 0 | 0 | 0 | 0 | 0 | 0 | 0 | 0
CR01 | 1980s | 0-1499 | 2 | 0 | 0 | 0 | 1 | 0 | 0 | 0 | 0 | 0 | 0 | 0 | 0 | 100% | Chan et al. [LBNL-5966E, August 2012; Eqn. 2 and Table 1] | CR 1 | 1980s | 0-1499 | 2 | 9.4865 | 10 | 0 | 0 | 0 | 1 | 0 | 0 | 0 | 0 | 0 | 0 | 0 | 0
CR01 | 1980s | 0-1499 | 3+ | 0 | 0 | 0 | 1 | 0 | 0 | 0 | 0 | 0 | 0 | 0 | 0 | 100% | Chan et al. [LBNL-5966E, August 2012; Eqn. 2 and Table 1] | CR 1 | 1980s | 0-1499 | 3+ | 9.8187 | 10 | 0 | 0 | 0 | 1 | 0 | 0 | 0 | 0 | 0 | 0 | 0 | 0
CR01 | 1980s | 1500-2499 | 1 | 0 | 0 | 0 | 0 | 1 | 0 | 0 | 0 | 0 | 0 | 0 | 0 | 100% | Chan et al. [LBNL-5966E, August 2012; Eqn. 2 and Table 1] | CR 1 | 1980s | 1500-2499 | 1 | 8.2361 | 8 | 0 | 0 | 0 | 0 | 1 | 0 | 0 | 0 | 0 | 0 | 0 | 0
CR01 | 1980s | 1500-2499 | 2 | 0 | 0 | 0 | 0 | 1 | 0 | 0 | 0 | 0 | 0 | 0 | 0 | 100% | Chan et al. [LBNL-5966E, August 2012; Eqn. 2 and Table 1] | CR 1 | 1980s | 1500-2499 | 2 | 7.8196 | 8 | 0 | 0 | 0 | 0 | 1 | 0 | 0 | 0 | 0 | 0 | 0 | 0
CR01 | 1980s | 1500-2499 | 3+ | 0 | 0 | 0 | 0 | 1 | 0 | 0 | 0 | 0 | 0 | 0 | 0 | 100% | Chan et al. [LBNL-5966E, August 2012; Eqn. 2 and Table 1] | CR 1 | 1980s | 1500-2499 | 3+ | 8.0935 | 8 | 0 | 0 | 0 | 0 | 1 | 0 | 0 | 0 | 0 | 0 | 0 | 0
CR01 | 1980s | 2500-3499 | 1 | 0 | 0 | 0 | 0 | 0 | 1 | 0 | 0 | 0 | 0 | 0 | 0 | 100% | Chan et al. [LBNL-5966E, August 2012; Eqn. 2 and Table 1] | CR 1 | 1980s | 2500-3499 | 1 | 6.7889 | 7 | 0 | 0 | 0 | 0 | 0 | 1 | 0 | 0 | 0 | 0 | 0 | 0
CR01 | 1980s | 2500-3499 | 2 | 0 | 0 | 0 | 0 | 0 | 0 | 1 | 0 | 0 | 0 | 0 | 0 | 100% | Chan et al. [LBNL-5966E, August 2012; Eqn. 2 and Table 1] | CR 1 | 1980s | 2500-3499 | 2 | 6.4457 | 6 | 0 | 0 | 0 | 0 | 0 | 0 | 1 | 0 | 0 | 0 | 0 | 0
CR01 | 1980s | 2500-3499 | 3+ | 0 | 0 | 0 | 0 | 0 | 1 | 0 | 0 | 0 | 0 | 0 | 0 | 100% | Chan et al. [LBNL-5966E, August 2012; Eqn. 2 and Table 1] | CR 1 | 1980s | 2500-3499 | 3+ | 6.6714 | 7 | 0 | 0 | 0 | 0 | 0 | 1 | 0 | 0 | 0 | 0 | 0 | 0
CR01 | 1980s | 3500-4499 | 1 | 0 | 0 | 0 | 0 | 0 | 0 | 1 | 0 | 0 | 0 | 0 | 0 | 100% | Chan et al. [LBNL-5966E, August 2012; Eqn. 2 and Table 1] | CR 1 | 1980s | 3500-4499 | 1 | 5.5961 | 6 | 0 | 0 | 0 | 0 | 0 | 0 | 1 | 0 | 0 | 0 | 0 | 0
CR01 | 1980s | 3500-4499 | 2 | 0 | 0 | 0 | 0 | 0 | 0 | 0 | 1 | 0 | 0 | 0 | 0 | 100% | Chan et al. [LBNL-5966E, August 2012; Eqn. 2 and Table 1] | CR 1 | 1980s | 3500-4499 | 2 | 5.3131 | 5 | 0 | 0 | 0 | 0 | 0 | 0 | 0 | 1 | 0 | 0 | 0 | 0
CR01 | 1980s | 3500-4499 | 3+ | 0 | 0 | 0 | 0 | 0 | 0 | 0 | 1 | 0 | 0 | 0 | 0 | 100% | Chan et al. [LBNL-5966E, August 2012; Eqn. 2 and Table 1] | CR 1 | 1980s | 3500-4499 | 3+ | 5.4991 | 5 | 0 | 0 | 0 | 0 | 0 | 0 | 0 | 1 | 0 | 0 | 0 | 0
CR01 | 1980s | 4500+ | 1 | 0 | 0 | 0 | 0 | 0 | 0 | 0 | 1 | 0 | 0 | 0 | 0 | 100% | Chan et al. [LBNL-5966E, August 2012; Eqn. 2 and Table 1] | CR 1 | 1980s | 4500+ | 1 | 4.6128 | 5 | 0 | 0 | 0 | 0 | 0 | 0 | 0 | 1 | 0 | 0 | 0 | 0
CR01 | 1980s | 4500+ | 2 | 0 | 0 | 0 | 0 | 0 | 0 | 0 | 0 | 1 | 0 | 0 | 0 | 100% | Chan et al. [LBNL-5966E, August 2012; Eqn. 2 and Table 1] | CR 1 | 1980s | 4500+ | 2 | 4.3795 | 4 | 0 | 0 | 0 | 0 | 0 | 0 | 0 | 0 | 1 | 0 | 0 | 0
CR01 | 1980s | 4500+ | 3+ | 0 | 0 | 0 | 0 | 0 | 0 | 0 | 1 | 0 | 0 | 0 | 0 | 100% | Chan et al. [LBNL-5966E, August 2012; Eqn. 2 and Table 1] | CR 1 | 1980s | 4500+ | 3+ | 4.5329 | 5 | 0 | 0 | 0 | 0 | 0 | 0 | 0 | 1 | 0 | 0 | 0 | 0
CR01 | 1990s | 0-1499 | 1 | 0 | 0 | 0 | 0 | 1 | 0 | 0 | 0 | 0 | 0 | 0 | 0 | 100% | Chan et al. [LBNL-5966E, August 2012; Eqn. 2 and Table 1] | CR 1 | 1990s | 0-1499 | 1 | 7.6964 | 8 | 0 | 0 | 0 | 0 | 1 | 0 | 0 | 0 | 0 | 0 | 0 | 0
CR01 | 1990s | 0-1499 | 2 | 0 | 0 | 0 | 0 | 0 | 1 | 0 | 0 | 0 | 0 | 0 | 0 | 100% | Chan et al. [LBNL-5966E, August 2012; Eqn. 2 and Table 1] | CR 1 | 1990s | 0-1499 | 2 | 7.3073 | 7 | 0 | 0 | 0 | 0 | 0 | 1 | 0 | 0 | 0 | 0 | 0 | 0
CR01 | 1990s | 0-1499 | 3+ | 0 | 0 | 0 | 0 | 1 | 0 | 0 | 0 | 0 | 0 | 0 | 0 | 100% | Chan et al. [LBNL-5966E, August 2012; Eqn. 2 and Table 1] | CR 1 | 1990s | 0-1499 | 3+ | 7.5632 | 8 | 0 | 0 | 0 | 0 | 1 | 0 | 0 | 0 | 0 | 0 | 0 | 0
CR01 | 1990s | 1500-2499 | 1 | 0 | 0 | 0 | 0 | 0 | 0 | 1 | 0 | 0 | 0 | 0 | 0 | 100% | Chan et al. [LBNL-5966E, August 2012; Eqn. 2 and Table 1] | CR 1 | 1990s | 1500-2499 | 1 | 6.3441 | 6 | 0 | 0 | 0 | 0 | 0 | 0 | 1 | 0 | 0 | 0 | 0 | 0
CR01 | 1990s | 1500-2499 | 2 | 0 | 0 | 0 | 0 | 0 | 0 | 1 | 0 | 0 | 0 | 0 | 0 | 100% | Chan et al. [LBNL-5966E, August 2012; Eqn. 2 and Table 1] | CR 1 | 1990s | 1500-2499 | 2 | 6.0233 | 6 | 0 | 0 | 0 | 0 | 0 | 0 | 1 | 0 | 0 | 0 | 0 | 0
CR01 | 1990s | 1500-2499 | 3+ | 0 | 0 | 0 | 0 | 0 | 0 | 1 | 0 | 0 | 0 | 0 | 0 | 100% | Chan et al. [LBNL-5966E, August 2012; Eqn. 2 and Table 1] | CR 1 | 1990s | 1500-2499 | 3+ | 6.2342 | 6 | 0 | 0 | 0 | 0 | 0 | 0 | 1 | 0 | 0 | 0 | 0 | 0
CR01 | 1990s | 2500-3499 | 1 | 0 | 0 | 0 | 0 | 0 | 0 | 0 | 1 | 0 | 0 | 0 | 0 | 100% | Chan et al. [LBNL-5966E, August 2012; Eqn. 2 and Table 1] | CR 1 | 1990s | 2500-3499 | 1 | 5.2294 | 5 | 0 | 0 | 0 | 0 | 0 | 0 | 0 | 1 | 0 | 0 | 0 | 0
CR01 | 1990s | 2500-3499 | 2 | 0 | 0 | 0 | 0 | 0 | 0 | 0 | 1 | 0 | 0 | 0 | 0 | 100% | Chan et al. [LBNL-5966E, August 2012; Eqn. 2 and Table 1] | CR 1 | 1990s | 2500-3499 | 2 | 4.965 | 5 | 0 | 0 | 0 | 0 | 0 | 0 | 0 | 1 | 0 | 0 | 0 | 0
CR01 | 1990s | 2500-3499 | 3+ | 0 | 0 | 0 | 0 | 0 | 0 | 0 | 1 | 0 | 0 | 0 | 0 | 100% | Chan et al. [LBNL-5966E, August 2012; Eqn. 2 and Table 1] | CR 1 | 1990s | 2500-3499 | 3+ | 5.1388 | 5 | 0 | 0 | 0 | 0 | 0 | 0 | 0 | 1 | 0 | 0 | 0 | 0
CR01 | 1990s | 3500-4499 | 1 | 0 | 0 | 0 | 0 | 0 | 0 | 0 | 0 | 1 | 0 | 0 | 0 | 100% | Chan et al. [LBNL-5966E, August 2012; Eqn. 2 and Table 1] | CR 1 | 1990s | 3500-4499 | 1 | 4.3105 | 4 | 0 | 0 | 0 | 0 | 0 | 0 | 0 | 0 | 1 | 0 | 0 | 0
CR01 | 1990s | 3500-4499 | 2 | 0 | 0 | 0 | 0 | 0 | 0 | 0 | 0 | 1 | 0 | 0 | 0 | 100% | Chan et al. [LBNL-5966E, August 2012; Eqn. 2 and Table 1] | CR 1 | 1990s | 3500-4499 | 2 | 4.0926 | 4 | 0 | 0 | 0 | 0 | 0 | 0 | 0 | 0 | 1 | 0 | 0 | 0
CR01 | 1990s | 3500-4499 | 3+ | 0 | 0 | 0 | 0 | 0 | 0 | 0 | 0 | 1 | 0 | 0 | 0 | 100% | Chan et al. [LBNL-5966E, August 2012; Eqn. 2 and Table 1] | CR 1 | 1990s | 3500-4499 | 3+ | 4.2359 | 4 | 0 | 0 | 0 | 0 | 0 | 0 | 0 | 0 | 1 | 0 | 0 | 0
CR01 | 1990s | 4500+ | 1 | 0 | 0 | 0 | 0 | 0 | 0 | 0 | 0 | 1 | 0 | 0 | 0 | 100% | Chan et al. [LBNL-5966E, August 2012; Eqn. 2 and Table 1] | CR 1 | 1990s | 4500+ | 1 | 3.5531 | 4 | 0 | 0 | 0 | 0 | 0 | 0 | 0 | 0 | 1 | 0 | 0 | 0
CR01 | 1990s | 4500+ | 2 | 0 | 0 | 0 | 0 | 0 | 0 | 0 | 0 | 0 | 1 | 0 | 0 | 100% | Chan et al. [LBNL-5966E, August 2012; Eqn. 2 and Table 1] | CR 1 | 1990s | 4500+ | 2 | 3.3735 | 3 | 0 | 0 | 0 | 0 | 0 | 0 | 0 | 0 | 0 | 1 | 0 | 0
CR01 | 1990s | 4500+ | 3+ | 0 | 0 | 0 | 0 | 0 | 0 | 0 | 0 | 0 | 1 | 0 | 0 | 100% | Chan et al. [LBNL-5966E, August 2012; Eqn. 2 and Table 1] | CR 1 | 1990s | 4500+ | 3+ | 3.4916 | 3 | 0 | 0 | 0 | 0 | 0 | 0 | 0 | 0 | 0 | 1 | 0 | 0
CR01 | 2000s | 0-1499 | 1 | 0 | 0 | 0 | 0 | 0 | 1 | 0 | 0 | 0 | 0 | 0 | 0 | 100% | Chan et al. [LBNL-5966E, August 2012; Eqn. 2 and Table 1] | CR 1 | 2000s | 0-1499 | 1 | 6.6709 | 7 | 0 | 0 | 0 | 0 | 0 | 1 | 0 | 0 | 0 | 0 | 0 | 0
CR01 | 2000s | 0-1499 | 2 | 0 | 0 | 0 | 0 | 0 | 0 | 1 | 0 | 0 | 0 | 0 | 0 | 100% | Chan et al. [LBNL-5966E, August 2012; Eqn. 2 and Table 1] | CR 1 | 2000s | 0-1499 | 2 | 6.3336 | 6 | 0 | 0 | 0 | 0 | 0 | 0 | 1 | 0 | 0 | 0 | 0 | 0
CR01 | 2000s | 0-1499 | 3+ | 0 | 0 | 0 | 0 | 0 | 1 | 0 | 0 | 0 | 0 | 0 | 0 | 100% | Chan et al. [LBNL-5966E, August 2012; Eqn. 2 and Table 1] | CR 1 | 2000s | 0-1499 | 3+ | 6.5554 | 7 | 0 | 0 | 0 | 0 | 0 | 1 | 0 | 0 | 0 | 0 | 0 | 0
CR01 | 2000s | 1500-2499 | 1 | 0 | 0 | 0 | 0 | 0 | 0 | 0 | 1 | 0 | 0 | 0 | 0 | 100% | Chan et al. [LBNL-5966E, August 2012; Eqn. 2 and Table 1] | CR 1 | 2000s | 1500-2499 | 1 | 5.4988 | 5 | 0 | 0 | 0 | 0 | 0 | 0 | 0 | 1 | 0 | 0 | 0 | 0
CR01 | 2000s | 1500-2499 | 2 | 0 | 0 | 0 | 0 | 0 | 0 | 0 | 1 | 0 | 0 | 0 | 0 | 100% | Chan et al. [LBNL-5966E, August 2012; Eqn. 2 and Table 1] | CR 1 | 2000s | 1500-2499 | 2 | 5.2207 | 5 | 0 | 0 | 0 | 0 | 0 | 0 | 0 | 1 | 0 | 0 | 0 | 0
CR01 | 2000s | 1500-2499 | 3+ | 0 | 0 | 0 | 0 | 0 | 0 | 0 | 1 | 0 | 0 | 0 | 0 | 100% | Chan et al. [LBNL-5966E, August 2012; Eqn. 2 and Table 1] | CR 1 | 2000s | 1500-2499 | 3+ | 5.4036 | 5 | 0 | 0 | 0 | 0 | 0 | 0 | 0 | 1 | 0 | 0 | 0 | 0
CR01 | 2000s | 2500-3499 | 1 | 0 | 0 | 0 | 0 | 0 | 0 | 0 | 1 | 0 | 0 | 0 | 0 | 100% | Chan et al. [LBNL-5966E, August 2012; Eqn. 2 and Table 1] | CR 1 | 2000s | 2500-3499 | 1 | 4.5326 | 5 | 0 | 0 | 0 | 0 | 0 | 0 | 0 | 1 | 0 | 0 | 0 | 0
CR01 | 2000s | 2500-3499 | 2 | 0 | 0 | 0 | 0 | 0 | 0 | 0 | 0 | 1 | 0 | 0 | 0 | 100% | Chan et al. [LBNL-5966E, August 2012; Eqn. 2 and Table 1] | CR 1 | 2000s | 2500-3499 | 2 | 4.3034 | 4 | 0 | 0 | 0 | 0 | 0 | 0 | 0 | 0 | 1 | 0 | 0 | 0
CR01 | 2000s | 2500-3499 | 3+ | 0 | 0 | 0 | 0 | 0 | 0 | 0 | 0 | 1 | 0 | 0 | 0 | 100% | Chan et al. [LBNL-5966E, August 2012; Eqn. 2 and Table 1] | CR 1 | 2000s | 2500-3499 | 3+ | 4.4541 | 4 | 0 | 0 | 0 | 0 | 0 | 0 | 0 | 0 | 1 | 0 | 0 | 0
CR01 | 2000s | 3500-4499 | 1 | 0 | 0 | 0 | 0 | 0 | 0 | 0 | 0 | 1 | 0 | 0 | 0 | 100% | Chan et al. [LBNL-5966E, August 2012; Eqn. 2 and Table 1] | CR 1 | 2000s | 3500-4499 | 1 | 3.7362 | 4 | 0 | 0 | 0 | 0 | 0 | 0 | 0 | 0 | 1 | 0 | 0 | 0
CR01 | 2000s | 3500-4499 | 2 | 0 | 0 | 0 | 0 | 0 | 0 | 0 | 0 | 1 | 0 | 0 | 0 | 100% | Chan et al. [LBNL-5966E, August 2012; Eqn. 2 and Table 1] | CR 1 | 2000s | 3500-4499 | 2 | 3.5473 | 4 | 0 | 0 | 0 | 0 | 0 | 0 | 0 | 0 | 1 | 0 | 0 | 0
CR01 | 2000s | 3500-4499 | 3+ | 0 | 0 | 0 | 0 | 0 | 0 | 0 | 0 | 1 | 0 | 0 | 0 | 100% | Chan et al. [LBNL-5966E, August 2012; Eqn. 2 and Table 1] | CR 1 | 2000s | 3500-4499 | 3+ | 3.6715 | 4 | 0 | 0 | 0 | 0 | 0 | 0 | 0 | 0 | 1 | 0 | 0 | 0
CR01 | 2000s | 4500+ | 1 | 0 | 0 | 0 | 0 | 0 | 0 | 0 | 0 | 0 | 1 | 0 | 0 | 100% | Chan et al. [LBNL-5966E, August 2012; Eqn. 2 and Table 1] | CR 1 | 2000s | 4500+ | 1 | 3.0797 | 3 | 0 | 0 | 0 | 0 | 0 | 0 | 0 | 0 | 0 | 1 | 0 | 0
CR01 | 2000s | 4500+ | 2 | 0 | 0 | 0 | 0 | 0 | 0 | 0 | 0 | 0 | 1 | 0 | 0 | 100% | Chan et al. [LBNL-5966E, August 2012; Eqn. 2 and Table 1] | CR 1 | 2000s | 4500+ | 2 | 2.924 | 3 | 0 | 0 | 0 | 0 | 0 | 0 | 0 | 0 | 0 | 1 | 0 | 0
CR01 | 2000s | 4500+ | 3+ | 0 | 0 | 0 | 0 | 0 | 0 | 0 | 0 | 0 | 1 | 0 | 0 | 100% | Chan et al. [LBNL-5966E, August 2012; Eqn. 2 and Table 1] | CR 1 | 2000s | 4500+ | 3+ | 3.0264 | 3 | 0 | 0 | 0 | 0 | 0 | 0 | 0 | 0 | 0 | 1 | 0 | 0
CR02 | pre-1950 | 0-1499 | 1 | 0 | 0 | 1 | 0 | 0 | 0 | 0 | 0 | 0 | 0 | 0 | 0 | 100% | Chan et al. [LBNL-5966E, August 2012; Eqn. 2 and Table 1] | CR 2 | < 1950s | 0-1499 | 1 | 14.7724 | 15 | 0 | 0 | 1 | 0 | 0 | 0 | 0 | 0 | 0 | 0 | 0 | 0
CR02 | pre-1950 | 0-1499 | 2 | 0 | 0 | 1 | 0 | 0 | 0 | 0 | 0 | 0 | 0 | 0 | 0 | 100% | Chan et al. [LBNL-5966E, August 2012; Eqn. 2 and Table 1] | CR 2 | < 1950s | 0-1499 | 2 | 14.0254 | 15 | 0 | 0 | 1 | 0 | 0 | 0 | 0 | 0 | 0 | 0 | 0 | 0
CR02 | pre-1950 | 0-1499 | 3+ | 0 | 0 | 1 | 0 | 0 | 0 | 0 | 0 | 0 | 0 | 0 | 0 | 100% | Chan et al. [LBNL-5966E, August 2012; Eqn. 2 and Table 1] | CR 2 | < 1950s | 0-1499 | 3+ | 14.5165 | 15 | 0 | 0 | 1 | 0 | 0 | 0 | 0 | 0 | 0 | 0 | 0 | 0
CR02 | pre-1950 | 1500-2499 | 1 | 0 | 0 | 0 | 1 | 0 | 0 | 0 | 0 | 0 | 0 | 0 | 0 | 100% | Chan et al. [LBNL-5966E, August 2012; Eqn. 2 and Table 1] | CR 2 | < 1950s | 1500-2499 | 1 | 12.1767 | 10 | 0 | 0 | 0 | 1 | 0 | 0 | 0 | 0 | 0 | 0 | 0 | 0
CR02 | pre-1950 | 1500-2499 | 2 | 0 | 0 | 0 | 1 | 0 | 0 | 0 | 0 | 0 | 0 | 0 | 0 | 100% | Chan et al. [LBNL-5966E, August 2012; Eqn. 2 and Table 1] | CR 2 | < 1950s | 1500-2499 | 2 | 11.561 | 10 | 0 | 0 | 0 | 1 | 0 | 0 | 0 | 0 | 0 | 0 | 0 | 0
CR02 | pre-1950 | 1500-2499 | 3+ | 0 | 0 | 0 | 1 | 0 | 0 | 0 | 0 | 0 | 0 | 0 | 0 | 100% | Chan et al. [LBNL-5966E, August 2012; Eqn. 2 and Table 1] | CR 2 | < 1950s | 1500-2499 | 3+ | 11.9659 | 10 | 0 | 0 | 0 | 1 | 0 | 0 | 0 | 0 | 0 | 0 | 0 | 0
CR02 | pre-1950 | 2500-3499 | 1 | 0 | 0 | 0 | 1 | 0 | 0 | 0 | 0 | 0 | 0 | 0 | 0 | 100% | Chan et al. [LBNL-5966E, August 2012; Eqn. 2 and Table 1] | CR 2 | < 1950s | 2500-3499 | 1 | 10.0372 | 10 | 0 | 0 | 0 | 1 | 0 | 0 | 0 | 0 | 0 | 0 | 0 | 0
CR02 | pre-1950 | 2500-3499 | 2 | 0 | 0 | 0 | 1 | 0 | 0 | 0 | 0 | 0 | 0 | 0 | 0 | 100% | Chan et al. [LBNL-5966E, August 2012; Eqn. 2 and Table 1] | CR 2 | < 1950s | 2500-3499 | 2 | 9.5296 | 10 | 0 | 0 | 0 | 1 | 0 | 0 | 0 | 0 | 0 | 0 | 0 | 0
CR02 | pre-1950 | 2500-3499 | 3+ | 0 | 0 | 0 | 1 | 0 | 0 | 0 | 0 | 0 | 0 | 0 | 0 | 100% | Chan et al. [LBNL-5966E, August 2012; Eqn. 2 and Table 1] | CR 2 | < 1950s | 2500-3499 | 3+ | 9.8633 | 10 | 0 | 0 | 0 | 1 | 0 | 0 | 0 | 0 | 0 | 0 | 0 | 0
CR02 | pre-1950 | 3500-4499 | 1 | 0 | 0 | 0 | 0 | 1 | 0 | 0 | 0 | 0 | 0 | 0 | 0 | 100% | Chan et al. [LBNL-5966E, August 2012; Eqn. 2 and Table 1] | CR 2 | < 1950s | 3500-4499 | 1 | 8.2735 | 8 | 0 | 0 | 0 | 0 | 1 | 0 | 0 | 0 | 0 | 0 | 0 | 0
CR02 | pre-1950 | 3500-4499 | 2 | 0 | 0 | 0 | 0 | 1 | 0 | 0 | 0 | 0 | 0 | 0 | 0 | 100% | Chan et al. [LBNL-5966E, August 2012; Eqn. 2 and Table 1] | CR 2 | < 1950s | 3500-4499 | 2 | 7.8552 | 8 | 0 | 0 | 0 | 0 | 1 | 0 | 0 | 0 | 0 | 0 | 0 | 0
CR02 | pre-1950 | 3500-4499 | 3+ | 0 | 0 | 0 | 0 | 1 | 0 | 0 | 0 | 0 | 0 | 0 | 0 | 100% | Chan et al. [LBNL-5966E, August 2012; Eqn. 2 and Table 1] | CR 2 | < 1950s | 3500-4499 | 3+ | 8.1303 | 8 | 0 | 0 | 0 | 0 | 1 | 0 | 0 | 0 | 0 | 0 | 0 | 0
CR02 | pre-1950 | 4500+ | 1 | 0 | 0 | 0 | 0 | 0 | 1 | 0 | 0 | 0 | 0 | 0 | 0 | 100% | Chan et al. [LBNL-5966E, August 2012; Eqn. 2 and Table 1] | CR 2 | < 1950s | 4500+ | 1 | 6.8198 | 7 | 0 | 0 | 0 | 0 | 0 | 1 | 0 | 0 | 0 | 0 | 0 | 0
CR02 | pre-1950 | 4500+ | 2 | 0 | 0 | 0 | 0 | 0 | 0 | 1 | 0 | 0 | 0 | 0 | 0 | 100% | Chan et al. [LBNL-5966E, August 2012; Eqn. 2 and Table 1] | CR 2 | < 1950s | 4500+ | 2 | 6.475 | 6 | 0 | 0 | 0 | 0 | 0 | 0 | 1 | 0 | 0 | 0 | 0 | 0
CR02 | pre-1950 | 4500+ | 3+ | 0 | 0 | 0 | 0 | 0 | 1 | 0 | 0 | 0 | 0 | 0 | 0 | 100% | Chan et al. [LBNL-5966E, August 2012; Eqn. 2 and Table 1] | CR 2 | < 1950s | 4500+ | 3+ | 6.7017 | 7 | 0 | 0 | 0 | 0 | 0 | 1 | 0 | 0 | 0 | 0 | 0 | 0
CR02 | 1950s | 0-1499 | 1 | 0 | 0 | 1 | 0 | 0 | 0 | 0 | 0 | 0 | 0 | 0 | 0 | 100% | Chan et al. [LBNL-5966E, August 2012; Eqn. 2 and Table 1] | CR 2 | 1950s | 0-1499 | 1 | 14.7724 | 15 | 0 | 0 | 1 | 0 | 0 | 0 | 0 | 0 | 0 | 0 | 0 | 0
CR02 | 1950s | 0-1499 | 2 | 0 | 0 | 1 | 0 | 0 | 0 | 0 | 0 | 0 | 0 | 0 | 0 | 100% | Chan et al. [LBNL-5966E, August 2012; Eqn. 2 and Table 1] | CR 2 | 1950s | 0-1499 | 2 | 14.0254 | 15 | 0 | 0 | 1 | 0 | 0 | 0 | 0 | 0 | 0 | 0 | 0 | 0
CR02 | 1950s | 0-1499 | 3+ | 0 | 0 | 1 | 0 | 0 | 0 | 0 | 0 | 0 | 0 | 0 | 0 | 100% | Chan et al. [LBNL-5966E, August 2012; Eqn. 2 and Table 1] | CR 2 | 1950s | 0-1499 | 3+ | 14.5165 | 15 | 0 | 0 | 1 | 0 | 0 | 0 | 0 | 0 | 0 | 0 | 0 | 0
CR02 | 1950s | 1500-2499 | 1 | 0 | 0 | 0 | 1 | 0 | 0 | 0 | 0 | 0 | 0 | 0 | 0 | 100% | Chan et al. [LBNL-5966E, August 2012; Eqn. 2 and Table 1] | CR 2 | 1950s | 1500-2499 | 1 | 12.1767 | 10 | 0 | 0 | 0 | 1 | 0 | 0 | 0 | 0 | 0 | 0 | 0 | 0
CR02 | 1950s | 1500-2499 | 2 | 0 | 0 | 0 | 1 | 0 | 0 | 0 | 0 | 0 | 0 | 0 | 0 | 100% | Chan et al. [LBNL-5966E, August 2012; Eqn. 2 and Table 1] | CR 2 | 1950s | 1500-2499 | 2 | 11.561 | 10 | 0 | 0 | 0 | 1 | 0 | 0 | 0 | 0 | 0 | 0 | 0 | 0
CR02 | 1950s | 1500-2499 | 3+ | 0 | 0 | 0 | 1 | 0 | 0 | 0 | 0 | 0 | 0 | 0 | 0 | 100% | Chan et al. [LBNL-5966E, August 2012; Eqn. 2 and Table 1] | CR 2 | 1950s | 1500-2499 | 3+ | 11.9659 | 10 | 0 | 0 | 0 | 1 | 0 | 0 | 0 | 0 | 0 | 0 | 0 | 0
CR02 | 1950s | 2500-3499 | 1 | 0 | 0 | 0 | 1 | 0 | 0 | 0 | 0 | 0 | 0 | 0 | 0 | 100% | Chan et al. [LBNL-5966E, August 2012; Eqn. 2 and Table 1] | CR 2 | 1950s | 2500-3499 | 1 | 10.0372 | 10 | 0 | 0 | 0 | 1 | 0 | 0 | 0 | 0 | 0 | 0 | 0 | 0
CR02 | 1950s | 2500-3499 | 2 | 0 | 0 | 0 | 1 | 0 | 0 | 0 | 0 | 0 | 0 | 0 | 0 | 100% | Chan et al. [LBNL-5966E, August 2012; Eqn. 2 and Table 1] | CR 2 | 1950s | 2500-3499 | 2 | 9.5296 | 10 | 0 | 0 | 0 | 1 | 0 | 0 | 0 | 0 | 0 | 0 | 0 | 0
CR02 | 1950s | 2500-3499 | 3+ | 0 | 0 | 0 | 1 | 0 | 0 | 0 | 0 | 0 | 0 | 0 | 0 | 100% | Chan et al. [LBNL-5966E, August 2012; Eqn. 2 and Table 1] | CR 2 | 1950s | 2500-3499 | 3+ | 9.8633 | 10 | 0 | 0 | 0 | 1 | 0 | 0 | 0 | 0 | 0 | 0 | 0 | 0
CR02 | 1950s | 3500-4499 | 1 | 0 | 0 | 0 | 0 | 1 | 0 | 0 | 0 | 0 | 0 | 0 | 0 | 100% | Chan et al. [LBNL-5966E, August 2012; Eqn. 2 and Table 1] | CR 2 | 1950s | 3500-4499 | 1 | 8.2735 | 8 | 0 | 0 | 0 | 0 | 1 | 0 | 0 | 0 | 0 | 0 | 0 | 0
CR02 | 1950s | 3500-4499 | 2 | 0 | 0 | 0 | 0 | 1 | 0 | 0 | 0 | 0 | 0 | 0 | 0 | 100% | Chan et al. [LBNL-5966E, August 2012; Eqn. 2 and Table 1] | CR 2 | 1950s | 3500-4499 | 2 | 7.8552 | 8 | 0 | 0 | 0 | 0 | 1 | 0 | 0 | 0 | 0 | 0 | 0 | 0
CR02 | 1950s | 3500-4499 | 3+ | 0 | 0 | 0 | 0 | 1 | 0 | 0 | 0 | 0 | 0 | 0 | 0 | 100% | Chan et al. [LBNL-5966E, August 2012; Eqn. 2 and Table 1] | CR 2 | 1950s | 3500-4499 | 3+ | 8.1303 | 8 | 0 | 0 | 0 | 0 | 1 | 0 | 0 | 0 | 0 | 0 | 0 | 0
CR02 | 1950s | 4500+ | 1 | 0 | 0 | 0 | 0 | 0 | 1 | 0 | 0 | 0 | 0 | 0 | 0 | 100% | Chan et al. [LBNL-5966E, August 2012; Eqn. 2 and Table 1] | CR 2 | 1950s | 4500+ | 1 | 6.8198 | 7 | 0 | 0 | 0 | 0 | 0 | 1 | 0 | 0 | 0 | 0 | 0 | 0
CR02 | 1950s | 4500+ | 2 | 0 | 0 | 0 | 0 | 0 | 0 | 1 | 0 | 0 | 0 | 0 | 0 | 100% | Chan et al. [LBNL-5966E, August 2012; Eqn. 2 and Table 1] | CR 2 | 1950s | 4500+ | 2 | 6.475 | 6 | 0 | 0 | 0 | 0 | 0 | 0 | 1 | 0 | 0 | 0 | 0 | 0
CR02 | 1950s | 4500+ | 3+ | 0 | 0 | 0 | 0 | 0 | 1 | 0 | 0 | 0 | 0 | 0 | 0 | 100% | Chan et al. [LBNL-5966E, August 2012; Eqn. 2 and Table 1] | CR 2 | 1950s | 4500+ | 3+ | 6.7017 | 7 | 0 | 0 | 0 | 0 | 0 | 1 | 0 | 0 | 0 | 0 | 0 | 0
CR02 | 1960s | 1500-2499 | 1 | 0 | 0 | 1 | 0 | 0 | 0 | 0 | 0 | 0 | 0 | 0 | 0 | 100% | Chan et al. [LBNL-5966E, August 2012; Eqn. 2 and Table 1] | CR 2 | 1960s | 0-499 | 1 | 13.5498 | 15 | 0 | 0 | 1 | 0 | 0 | 0 | 0 | 0 | 0 | 0 | 0 | 0
CR02 | 1960s | 0-1499 | 2 | 0 | 0 | 0 | 1 | 0 | 0 | 0 | 0 | 0 | 0 | 0 | 0 | 100% | Chan et al. [LBNL-5966E, August 2012; Eqn. 2 and Table 1] | CR 2 | 1960s | 0-1499 | 2 | 11.6799 | 10 | 0 | 0 | 0 | 1 | 0 | 0 | 0 | 0 | 0 | 0 | 0 | 0
CR02 | 1960s | 0-1499 | 3+ | 0 | 0 | 0 | 1 | 0 | 0 | 0 | 0 | 0 | 0 | 0 | 0 | 100% | Chan et al. [LBNL-5966E, August 2012; Eqn. 2 and Table 1] | CR 2 | 1960s | 0-1499 | 3+ | 12.0889 | 10 | 0 | 0 | 0 | 1 | 0 | 0 | 0 | 0 | 0 | 0 | 0 | 0
CR02 | 1960s | 1500-2499 | 2 | 0 | 0 | 0 | 1 | 0 | 0 | 0 | 0 | 0 | 0 | 0 | 0 | 100% | Chan et al. [LBNL-5966E, August 2012; Eqn. 2 and Table 1] | CR 2 | 1960s | 1500-2499 | 1 | 10.1404 | 10 | 0 | 0 | 0 | 1 | 0 | 0 | 0 | 0 | 0 | 0 | 0 | 0
CR02 | 1960s | 1500-2499 | 3+ | 0 | 0 | 0 | 1 | 0 | 0 | 0 | 0 | 0 | 0 | 0 | 0 | 100% | Chan et al. [LBNL-5966E, August 2012; Eqn. 2 and Table 1] | CR 2 | 1960s | 1500-2499 | 2 | 9.6276 | 10 | 0 | 0 | 0 | 1 | 0 | 0 | 0 | 0 | 0 | 0 | 0 | 0
CR02 | 1960s | 2500-3499 | 1 | 0 | 0 | 0 | 1 | 0 | 0 | 0 | 0 | 0 | 0 | 0 | 0 | 100% | Chan et al. [LBNL-5966E, August 2012; Eqn. 2 and Table 1] | CR 2 | 1960s | 1500-2499 | 3+ | 9.9648 | 10 | 0 | 0 | 0 | 1 | 0 | 0 | 0 | 0 | 0 | 0 | 0 | 0
CR02 | 1960s | 2500-3499 | 2 | 0 | 0 | 0 | 0 | 1 | 0 | 0 | 0 | 0 | 0 | 0 | 0 | 100% | Chan et al. [LBNL-5966E, August 2012; Eqn. 2 and Table 1] | CR 2 | 1960s | 2500-3499 | 1 | 8.3586 | 8 | 0 | 0 | 0 | 0 | 1 | 0 | 0 | 0 | 0 | 0 | 0 | 0
CR02 | 1960s | 2500-3499 | 3+ | 0 | 0 | 0 | 0 | 1 | 0 | 0 | 0 | 0 | 0 | 0 | 0 | 100% | Chan et al. [LBNL-5966E, August 2012; Eqn. 2 and Table 1] | CR 2 | 1960s | 2500-3499 | 2 | 7.936 | 8 | 0 | 0 | 0 | 0 | 1 | 0 | 0 | 0 | 0 | 0 | 0 | 0
CR02 | 1960s | 3500-4499 | 1 | 0 | 0 | 0 | 0 | 1 | 0 | 0 | 0 | 0 | 0 | 0 | 0 | 100% | Chan et al. [LBNL-5966E, August 2012; Eqn. 2 and Table 1] | CR 2 | 1960s | 2500-3499 | 3+ | 8.2139 | 8 | 0 | 0 | 0 | 0 | 1 | 0 | 0 | 0 | 0 | 0 | 0 | 0
CR02 | 1960s | 3500-4499 | 2 | 0 | 0 | 0 | 0 | 0 | 1 | 0 | 0 | 0 | 0 | 0 | 0 | 100% | Chan et al. [LBNL-5966E, August 2012; Eqn. 2 and Table 1] | CR 2 | 1960s | 3500-4499 | 1 | 6.8899 | 7 | 0 | 0 | 0 | 0 | 0 | 1 | 0 | 0 | 0 | 0 | 0 | 0
CR02 | 1960s | 3500-4499 | 3+ | 0 | 0 | 0 | 0 | 0 | 1 | 0 | 0 | 0 | 0 | 0 | 0 | 100% | Chan et al. [LBNL-5966E, August 2012; Eqn. 2 and Table 1] | CR 2 | 1960s | 3500-4499 | 2 | 6.5416 | 7 | 0 | 0 | 0 | 0 | 0 | 1 | 0 | 0 | 0 | 0 | 0 | 0
CR02 | 1960s | 4500+ | 1 | 0 | 0 | 0 | 0 | 0 | 1 | 0 | 0 | 0 | 0 | 0 | 0 | 100% | Chan et al. [LBNL-5966E, August 2012; Eqn. 2 and Table 1] | CR 2 | 1960s | 3500-4499 | 3+ | 6.7706 | 7 | 0 | 0 | 0 | 0 | 0 | 1 | 0 | 0 | 0 | 0 | 0 | 0
CR02 | 1960s | 4500+ | 2 | 0 | 0 | 0 | 0 | 0 | 0 | 1 | 0 | 0 | 0 | 0 | 0 | 100% | Chan et al. [LBNL-5966E, August 2012; Eqn. 2 and Table 1] | CR 2 | 1960s | 4500+ | 1 | 5.6793 | 6 | 0 | 0 | 0 | 0 | 0 | 0 | 1 | 0 | 0 | 0 | 0 | 0
CR02 | 1960s | 4500+ | 3+ | 0 | 0 | 0 | 0 | 0 | 0 | 0 | 1 | 0 | 0 | 0 | 0 | 100% | Chan et al. [LBNL-5966E, August 2012; Eqn. 2 and Table 1] | CR 2 | 1960s | 4500+ | 2 | 5.3921 | 5 | 0 | 0 | 0 | 0 | 0 | 0 | 0 | 1 | 0 | 0 | 0 | 0
CR02 | 1960s | 0-1499 | 1 | 0 | 0 | 0 | 0 | 0 | 0 | 1 | 0 | 0 | 0 | 0 | 0 | 100% | Chan et al. [LBNL-5966E, August 2012; Eqn. 2 and Table 1] | CR 2 | 1960s | 4500+ | 3+ | 5.581 | 6 | 0 | 0 | 0 | 0 | 0 | 0 | 1 | 0 | 0 | 0 | 0 | 0
CR02 | 1970s | 0-1499 | 1 | 0 | 0 | 0 | 1 | 0 | 0 | 0 | 0 | 0 | 0 | 0 | 0 | 100% | Chan et al. [LBNL-5966E, August 2012; Eqn. 2 and Table 1] | CR 2 | 1970s | 0-1499 | 1 | 12.0704 | 10 | 0 | 0 | 0 | 1 | 0 | 0 | 0 | 0 | 0 | 0 | 0 | 0
CR02 | 1970s | 0-1499 | 2 | 0 | 0 | 0 | 1 | 0 | 0 | 0 | 0 | 0 | 0 | 0 | 0 | 100% | Chan et al. [LBNL-5966E, August 2012; Eqn. 2 and Table 1] | CR 2 | 1970s | 0-1499 | 2 | 11.4601 | 10 | 0 | 0 | 0 | 1 | 0 | 0 | 0 | 0 | 0 | 0 | 0 | 0
CR02 | 1970s | 0-1499 | 3+ | 0 | 0 | 0 | 1 | 0 | 0 | 0 | 0 | 0 | 0 | 0 | 0 | 100% | Chan et al. [LBNL-5966E, August 2012; Eqn. 2 and Table 1] | CR 2 | 1970s | 0-1499 | 3+ | 11.8614 | 10 | 0 | 0 | 0 | 1 | 0 | 0 | 0 | 0 | 0 | 0 | 0 | 0
CR02 | 1970s | 1500-2499 | 1 | 0 | 0 | 0 | 1 | 0 | 0 | 0 | 0 | 0 | 0 | 0 | 0 | 100% | Chan et al. [LBNL-5966E, August 2012; Eqn. 2 and Table 1] | CR 2 | 1970s | 1500-2499 | 1 | 9.9495 | 10 | 0 | 0 | 0 | 1 | 0 | 0 | 0 | 0 | 0 | 0 | 0 | 0
CR02 | 1970s | 1500-2499 | 2 | 0 | 0 | 0 | 1 | 0 | 0 | 0 | 0 | 0 | 0 | 0 | 0 | 100% | Chan et al. [LBNL-5966E, August 2012; Eqn. 2 and Table 1] | CR 2 | 1970s | 1500-2499 | 2 | 9.4464 | 10 | 0 | 0 | 0 | 1 | 0 | 0 | 0 | 0 | 0 | 0 | 0 | 0
CR02 | 1970s | 1500-2499 | 3+ | 0 | 0 | 0 | 1 | 0 | 0 | 0 | 0 | 0 | 0 | 0 | 0 | 100% | Chan et al. [LBNL-5966E, August 2012; Eqn. 2 and Table 1] | CR 2 | 1970s | 1500-2499 | 3+ | 9.7772 | 10 | 0 | 0 | 0 | 1 | 0 | 0 | 0 | 0 | 0 | 0 | 0 | 0
CR02 | 1970s | 2500-3499 | 1 | 0 | 0 | 0 | 0 | 1 | 0 | 0 | 0 | 0 | 0 | 0 | 0 | 100% | Chan et al. [LBNL-5966E, August 2012; Eqn. 2 and Table 1] | CR 2 | 1970s | 2500-3499 | 1 | 8.2013 | 8 | 0 | 0 | 0 | 0 | 1 | 0 | 0 | 0 | 0 | 0 | 0 | 0
CR02 | 1970s | 2500-3499 | 2 | 0 | 0 | 0 | 0 | 1 | 0 | 0 | 0 | 0 | 0 | 0 | 0 | 100% | Chan et al. [LBNL-5966E, August 2012; Eqn. 2 and Table 1] | CR 2 | 1970s | 2500-3499 | 2 | 7.7866 | 8 | 0 | 0 | 0 | 0 | 1 | 0 | 0 | 0 | 0 | 0 | 0 | 0
CR02 | 1970s | 2500-3499 | 3+ | 0 | 0 | 0 | 0 | 1 | 0 | 0 | 0 | 0 | 0 | 0 | 0 | 100% | Chan et al. [LBNL-5966E, August 2012; Eqn. 2 and Table 1] | CR 2 | 1970s | 2500-3499 | 3+ | 8.0593 | 8 | 0 | 0 | 0 | 0 | 1 | 0 | 0 | 0 | 0 | 0 | 0 | 0
CR02 | 1970s | 3500-4499 | 1 | 0 | 0 | 0 | 0 | 0 | 1 | 0 | 0 | 0 | 0 | 0 | 0 | 100% | Chan et al. [LBNL-5966E, August 2012; Eqn. 2 and Table 1] | CR 2 | 1970s | 3500-4499 | 1 | 6.7603 | 7 | 0 | 0 | 0 | 0 | 0 | 1 | 0 | 0 | 0 | 0 | 0 | 0
CR02 | 1970s | 3500-4499 | 2 | 0 | 0 | 0 | 0 | 0 | 0 | 1 | 0 | 0 | 0 | 0 | 0 | 100% | Chan et al. [LBNL-5966E, August 2012; Eqn. 2 and Table 1] | CR 2 | 1970s | 3500-4499 | 2 | 6.4184 | 6 | 0 | 0 | 0 | 0 | 0 | 0 | 1 | 0 | 0 | 0 | 0 | 0
CR02 | 1970s | 3500-4499 | 3+ | 0 | 0 | 0 | 0 | 0 | 1 | 0 | 0 | 0 | 0 | 0 | 0 | 100% | Chan et al. [LBNL-5966E, August 2012; Eqn. 2 and Table 1] | CR 2 | 1970s | 3500-4499 | 3+ | 6.6432 | 7 | 0 | 0 | 0 | 0 | 0 | 1 | 0 | 0 | 0 | 0 | 0 | 0
CR02 | 1970s | 4500+ | 1 | 0 | 0 | 0 | 0 | 0 | 0 | 1 | 0 | 0 | 0 | 0 | 0 | 100% | Chan et al. [LBNL-5966E, August 2012; Eqn. 2 and Table 1] | CR 2 | 1970s | 4500+ | 1 | 5.5724 | 6 | 0 | 0 | 0 | 0 | 0 | 0 | 1 | 0 | 0 | 0 | 0 | 0
CR02 | 1970s | 4500+ | 2 | 0 | 0 | 0 | 0 | 0 | 0 | 0 | 1 | 0 | 0 | 0 | 0 | 100% | Chan et al. [LBNL-5966E, August 2012; Eqn. 2 and Table 1] | CR 2 | 1970s | 4500+ | 2 | 5.2907 | 5 | 0 | 0 | 0 | 0 | 0 | 0 | 0 | 1 | 0 | 0 | 0 | 0
CR02 | 1970s | 4500+ | 3+ | 0 | 0 | 0 | 0 | 0 | 0 | 0 | 1 | 0 | 0 | 0 | 0 | 100% | Chan et al. [LBNL-5966E, August 2012; Eqn. 2 and Table 1] | CR 2 | 1970s | 4500+ | 3+ | 5.4759 | 5 | 0 | 0 | 0 | 0 | 0 | 0 | 0 | 1 | 0 | 0 | 0 | 0
CR02 | 1980s | 0-1499 | 1 | 0 | 0 | 0 | 1 | 0 | 0 | 0 | 0 | 0 | 0 | 0 | 0 | 100% | Chan et al. [LBNL-5966E, August 2012; Eqn. 2 and Table 1] | CR 2 | 1980s | 0-1499 | 1 | 9.8627 | 10 | 0 | 0 | 0 | 1 | 0 | 0 | 0 | 0 | 0 | 0 | 0 | 0
CR02 | 1980s | 0-1499 | 2 | 0 | 0 | 0 | 1 | 0 | 0 | 0 | 0 | 0 | 0 | 0 | 0 | 100% | Chan et al. [LBNL-5966E, August 2012; Eqn. 2 and Table 1] | CR 2 | 1980s | 0-1499 | 2 | 9.364 | 10 | 0 | 0 | 0 | 1 | 0 | 0 | 0 | 0 | 0 | 0 | 0 | 0
CR02 | 1980s | 0-1499 | 3+ | 0 | 0 | 0 | 1 | 0 | 0 | 0 | 0 | 0 | 0 | 0 | 0 | 100% | Chan et al. [LBNL-5966E, August 2012; Eqn. 2 and Table 1] | CR 2 | 1980s | 0-1499 | 3+ | 9.6919 | 10 | 0 | 0 | 0 | 1 | 0 | 0 | 0 | 0 | 0 | 0 | 0 | 0
CR02 | 1980s | 1500-2499 | 1 | 0 | 0 | 0 | 0 | 1 | 0 | 0 | 0 | 0 | 0 | 0 | 0 | 100% | Chan et al. [LBNL-5966E, August 2012; Eqn. 2 and Table 1] | CR 2 | 1980s | 1500-2499 | 1 | 8.1297 | 8 | 0 | 0 | 0 | 0 | 1 | 0 | 0 | 0 | 0 | 0 | 0 | 0
CR02 | 1980s | 1500-2499 | 2 | 0 | 0 | 0 | 0 | 1 | 0 | 0 | 0 | 0 | 0 | 0 | 0 | 100% | Chan et al. [LBNL-5966E, August 2012; Eqn. 2 and Table 1] | CR 2 | 1980s | 1500-2499 | 2 | 7.7186 | 8 | 0 | 0 | 0 | 0 | 1 | 0 | 0 | 0 | 0 | 0 | 0 | 0
CR02 | 1980s | 1500-2499 | 3+ | 0 | 0 | 0 | 0 | 1 | 0 | 0 | 0 | 0 | 0 | 0 | 0 | 100% | Chan et al. [LBNL-5966E, August 2012; Eqn. 2 and Table 1] | CR 2 | 1980s | 1500-2499 | 3+ | 7.9889 | 8 | 0 | 0 | 0 | 0 | 1 | 0 | 0 | 0 | 0 | 0 | 0 | 0
CR02 | 1980s | 2500-3499 | 1 | 0 | 0 | 0 | 0 | 0 | 1 | 0 | 0 | 0 | 0 | 0 | 0 | 100% | Chan et al. [LBNL-5966E, August 2012; Eqn. 2 and Table 1] | CR 2 | 1980s | 2500-3499 | 1 | 6.7012 | 7 | 0 | 0 | 0 | 0 | 0 | 1 | 0 | 0 | 0 | 0 | 0 | 0
CR02 | 1980s | 2500-3499 | 2 | 0 | 0 | 0 | 0 | 0 | 0 | 1 | 0 | 0 | 0 | 0 | 0 | 100% | Chan et al. [LBNL-5966E, August 2012; Eqn. 2 and Table 1] | CR 2 | 1980s | 2500-3499 | 2 | 6.3624 | 6 | 0 | 0 | 0 | 0 | 0 | 0 | 1 | 0 | 0 | 0 | 0 | 0
CR02 | 1980s | 2500-3499 | 3+ | 0 | 0 | 0 | 0 | 0 | 1 | 0 | 0 | 0 | 0 | 0 | 0 | 100% | Chan et al. [LBNL-5966E, August 2012; Eqn. 2 and Table 1] | CR 2 | 1980s | 2500-3499 | 3+ | 6.5852 | 7 | 0 | 0 | 0 | 0 | 0 | 1 | 0 | 0 | 0 | 0 | 0 | 0
CR02 | 1980s | 3500-4499 | 1 | 0 | 0 | 0 | 0 | 0 | 0 | 1 | 0 | 0 | 0 | 0 | 0 | 100% | Chan et al. [LBNL-5966E, August 2012; Eqn. 2 and Table 1] | CR 2 | 1980s | 3500-4499 | 1 | 5.5238 | 6 | 0 | 0 | 0 | 0 | 0 | 0 | 1 | 0 | 0 | 0 | 0 | 0
CR02 | 1980s | 3500-4499 | 2 | 0 | 0 | 0 | 0 | 0 | 0 | 0 | 1 | 0 | 0 | 0 | 0 | 100% | Chan et al. [LBNL-5966E, August 2012; Eqn. 2 and Table 1] | CR 2 | 1980s | 3500-4499 | 2 | 5.2445 | 5 | 0 | 0 | 0 | 0 | 0 | 0 | 0 | 1 | 0 | 0 | 0 | 0
CR02 | 1980s | 3500-4499 | 3+ | 0 | 0 | 0 | 0 | 0 | 0 | 0 | 1 | 0 | 0 | 0 | 0 | 100% | Chan et al. [LBNL-5966E, August 2012; Eqn. 2 and Table 1] | CR 2 | 1980s | 3500-4499 | 3+ | 5.4281 | 5 | 0 | 0 | 0 | 0 | 0 | 0 | 0 | 1 | 0 | 0 | 0 | 0
CR02 | 1980s | 4500+ | 1 | 0 | 0 | 0 | 0 | 0 | 0 | 0 | 1 | 0 | 0 | 0 | 0 | 100% | Chan et al. [LBNL-5966E, August 2012; Eqn. 2 and Table 1] | CR 2 | 1980s | 4500+ | 1 | 4.5532 | 5 | 0 | 0 | 0 | 0 | 0 | 0 | 0 | 1 | 0 | 0 | 0 | 0
CR02 | 1980s | 4500+ | 2 | 0 | 0 | 0 | 0 | 0 | 0 | 0 | 0 | 1 | 0 | 0 | 0 | 100% | Chan et al. [LBNL-5966E, August 2012; Eqn. 2 and Table 1] | CR 2 | 1980s | 4500+ | 2 | 4.323 | 4 | 0 | 0 | 0 | 0 | 0 | 0 | 0 | 0 | 1 | 0 | 0 | 0
CR02 | 1980s | 4500+ | 3+ | 0 | 0 | 0 | 0 | 0 | 0 | 0 | 0 | 1 | 0 | 0 | 0 | 100% | Chan et al. [LBNL-5966E, August 2012; Eqn. 2 and Table 1] | CR 2 | 1980s | 4500+ | 3+ | 4.4743 | 4 | 0 | 0 | 0 | 0 | 0 | 0 | 0 | 0 | 1 | 0 | 0 | 0
CR02 | 1990s | 0-1499 | 1 | 0 | 0 | 0 | 0 | 1 | 0 | 0 | 0 | 0 | 0 | 0 | 0 | 100% | Chan et al. [LBNL-5966E, August 2012; Eqn. 2 and Table 1] | CR 2 | 1990s | 0-1499 | 1 | 7.597 | 8 | 0 | 0 | 0 | 0 | 1 | 0 | 0 | 0 | 0 | 0 | 0 | 0
CR02 | 1990s | 0-1499 | 2 | 0 | 0 | 0 | 0 | 0 | 1 | 0 | 0 | 0 | 0 | 0 | 0 | 100% | Chan et al. [LBNL-5966E, August 2012; Eqn. 2 and Table 1] | CR 2 | 1990s | 0-1499 | 2 | 7.2129 | 7 | 0 | 0 | 0 | 0 | 0 | 1 | 0 | 0 | 0 | 0 | 0 | 0
CR02 | 1990s | 0-1499 | 3+ | 0 | 0 | 0 | 0 | 0 | 1 | 0 | 0 | 0 | 0 | 0 | 0 | 100% | Chan et al. [LBNL-5966E, August 2012; Eqn. 2 and Table 1] | CR 2 | 1990s | 0-1499 | 3+ | 7.4655 | 7 | 0 | 0 | 0 | 0 | 0 | 1 | 0 | 0 | 0 | 0 | 0 | 0
CR02 | 1990s | 1500-2499 | 1 | 0 | 0 | 0 | 0 | 0 | 0 | 1 | 0 | 0 | 0 | 0 | 0 | 100% | Chan et al. [LBNL-5966E, August 2012; Eqn. 2 and Table 1] | CR 2 | 1990s | 1500-2499 | 1 | 6.2622 | 6 | 0 | 0 | 0 | 0 | 0 | 0 | 1 | 0 | 0 | 0 | 0 | 0
CR02 | 1990s | 1500-2499 | 2 | 0 | 0 | 0 | 0 | 0 | 0 | 1 | 0 | 0 | 0 | 0 | 0 | 100% | Chan et al. [LBNL-5966E, August 2012; Eqn. 2 and Table 1] | CR 2 | 1990s | 1500-2499 | 2 | 5.9455 | 6 | 0 | 0 | 0 | 0 | 0 | 0 | 1 | 0 | 0 | 0 | 0 | 0
CR02 | 1990s | 1500-2499 | 3+ | 0 | 0 | 0 | 0 | 0 | 0 | 1 | 0 | 0 | 0 | 0 | 0 | 100% | Chan et al. [LBNL-5966E, August 2012; Eqn. 2 and Table 1] | CR 2 | 1990s | 1500-2499 | 3+ | 6.1537 | 6 | 0 | 0 | 0 | 0 | 0 | 0 | 1 | 0 | 0 | 0 | 0 | 0
CR02 | 1990s | 2500-3499 | 1 | 0 | 0 | 0 | 0 | 0 | 0 | 0 | 1 | 0 | 0 | 0 | 0 | 100% | Chan et al. [LBNL-5966E, August 2012; Eqn. 2 and Table 1] | CR 2 | 1990s | 2500-3499 | 1 | 5.1618 | 5 | 0 | 0 | 0 | 0 | 0 | 0 | 0 | 1 | 0 | 0 | 0 | 0
CR02 | 1990s | 2500-3499 | 2 | 0 | 0 | 0 | 0 | 0 | 0 | 0 | 1 | 0 | 0 | 0 | 0 | 100% | Chan et al. [LBNL-5966E, August 2012; Eqn. 2 and Table 1] | CR 2 | 1990s | 2500-3499 | 2 | 4.9008 | 5 | 0 | 0 | 0 | 0 | 0 | 0 | 0 | 1 | 0 | 0 | 0 | 0
CR02 | 1990s | 2500-3499 | 3+ | 0 | 0 | 0 | 0 | 0 | 0 | 0 | 1 | 0 | 0 | 0 | 0 | 100% | Chan et al. [LBNL-5966E, August 2012; Eqn. 2 and Table 1] | CR 2 | 1990s | 2500-3499 | 3+ | 5.0725 | 5 | 0 | 0 | 0 | 0 | 0 | 0 | 0 | 1 | 0 | 0 | 0 | 0
CR02 | 1990s | 3500-4499 | 1 | 0 | 0 | 0 | 0 | 0 | 0 | 0 | 0 | 1 | 0 | 0 | 0 | 100% | Chan et al. [LBNL-5966E, August 2012; Eqn. 2 and Table 1] | CR 2 | 1990s | 3500-4499 | 1 | 4.2549 | 4 | 0 | 0 | 0 | 0 | 0 | 0 | 0 | 0 | 1 | 0 | 0 | 0
CR02 | 1990s | 3500-4499 | 2 | 0 | 0 | 0 | 0 | 0 | 0 | 0 | 0 | 1 | 0 | 0 | 0 | 100% | Chan et al. [LBNL-5966E, August 2012; Eqn. 2 and Table 1] | CR 2 | 1990s | 3500-4499 | 2 | 4.0397 | 4 | 0 | 0 | 0 | 0 | 0 | 0 | 0 | 0 | 1 | 0 | 0 | 0
CR02 | 1990s | 3500-4499 | 3+ | 0 | 0 | 0 | 0 | 0 | 0 | 0 | 0 | 1 | 0 | 0 | 0 | 100% | Chan et al. [LBNL-5966E, August 2012; Eqn. 2 and Table 1] | CR 2 | 1990s | 3500-4499 | 3+ | 4.1812 | 4 | 0 | 0 | 0 | 0 | 0 | 0 | 0 | 0 | 1 | 0 | 0 | 0
CR02 | 1990s | 4500+ | 1 | 0 | 0 | 0 | 0 | 0 | 0 | 0 | 0 | 1 | 0 | 0 | 0 | 100% | Chan et al. [LBNL-5966E, August 2012; Eqn. 2 and Table 1] | CR 2 | 1990s | 4500+ | 1 | 3.5072 | 4 | 0 | 0 | 0 | 0 | 0 | 0 | 0 | 0 | 1 | 0 | 0 | 0
CR02 | 1990s | 4500+ | 2 | 0 | 0 | 0 | 0 | 0 | 0 | 0 | 0 | 0 | 1 | 0 | 0 | 100% | Chan et al. [LBNL-5966E, August 2012; Eqn. 2 and Table 1] | CR 2 | 1990s | 4500+ | 2 | 3.3299 | 3 | 0 | 0 | 0 | 0 | 0 | 0 | 0 | 0 | 0 | 1 | 0 | 0
CR02 | 1990s | 4500+ | 3+ | 0 | 0 | 0 | 0 | 0 | 0 | 0 | 0 | 0 | 1 | 0 | 0 | 100% | Chan et al. [LBNL-5966E, August 2012; Eqn. 2 and Table 1] | CR 2 | 1990s | 4500+ | 3+ | 3.4465 | 3 | 0 | 0 | 0 | 0 | 0 | 0 | 0 | 0 | 0 | 1 | 0 | 0
CR02 | 2000s | 0-1499 | 1 | 0 | 0 | 0 | 0 | 0 | 1 | 0 | 0 | 0 | 0 | 0 | 0 | 100% | Chan et al. [LBNL-5966E, August 2012; Eqn. 2 and Table 1] | CR 2 | 2000s | 0-1499 | 1 | 6.5848 | 7 | 0 | 0 | 0 | 0 | 0 | 1 | 0 | 0 | 0 | 0 | 0 | 0
CR02 | 2000s | 0-1499 | 2 | 0 | 0 | 0 | 0 | 0 | 0 | 1 | 0 | 0 | 0 | 0 | 0 | 100% | Chan et al. [LBNL-5966E, August 2012; Eqn. 2 and Table 1] | CR 2 | 2000s | 0-1499 | 2 | 6.2518 | 6 | 0 | 0 | 0 | 0 | 0 | 0 | 1 | 0 | 0 | 0 | 0 | 0
CR02 | 2000s | 0-1499 | 3+ | 0 | 0 | 0 | 0 | 0 | 0 | 1 | 0 | 0 | 0 | 0 | 0 | 100% | Chan et al. [LBNL-5966E, August 2012; Eqn. 2 and Table 1] | CR 2 | 2000s | 0-1499 | 3+ | 6.4707 | 6 | 0 | 0 | 0 | 0 | 0 | 0 | 1 | 0 | 0 | 0 | 0 | 0
CR02 | 2000s | 1500-2499 | 1 | 0 | 0 | 0 | 0 | 0 | 0 | 0 | 1 | 0 | 0 | 0 | 0 | 100% | Chan et al. [LBNL-5966E, August 2012; Eqn. 2 and Table 1] | CR 2 | 2000s | 1500-2499 | 1 | 5.4278 | 5 | 0 | 0 | 0 | 0 | 0 | 0 | 0 | 1 | 0 | 0 | 0 | 0
CR02 | 2000s | 1500-2499 | 2 | 0 | 0 | 0 | 0 | 0 | 0 | 0 | 1 | 0 | 0 | 0 | 0 | 100% | Chan et al. [LBNL-5966E, August 2012; Eqn. 2 and Table 1] | CR 2 | 2000s | 1500-2499 | 2 | 5.1533 | 5 | 0 | 0 | 0 | 0 | 0 | 0 | 0 | 1 | 0 | 0 | 0 | 0
CR02 | 2000s | 1500-2499 | 3+ | 0 | 0 | 0 | 0 | 0 | 0 | 0 | 1 | 0 | 0 | 0 | 0 | 100% | Chan et al. [LBNL-5966E, August 2012; Eqn. 2 and Table 1] | CR 2 | 2000s | 1500-2499 | 3+ | 5.3338 | 5 | 0 | 0 | 0 | 0 | 0 | 0 | 0 | 1 | 0 | 0 | 0 | 0
CR02 | 2000s | 2500-3499 | 1 | 0 | 0 | 0 | 0 | 0 | 0 | 0 | 0 | 1 | 0 | 0 | 0 | 100% | Chan et al. [LBNL-5966E, August 2012; Eqn. 2 and Table 1] | CR 2 | 2000s | 2500-3499 | 1 | 4.474 | 4 | 0 | 0 | 0 | 0 | 0 | 0 | 0 | 0 | 1 | 0 | 0 | 0
CR02 | 2000s | 2500-3499 | 2 | 0 | 0 | 0 | 0 | 0 | 0 | 0 | 0 | 1 | 0 | 0 | 0 | 100% | Chan et al. [LBNL-5966E, August 2012; Eqn. 2 and Table 1] | CR 2 | 2000s | 2500-3499 | 2 | 4.2478 | 4 | 0 | 0 | 0 | 0 | 0 | 0 | 0 | 0 | 1 | 0 | 0 | 0
CR02 | 2000s | 2500-3499 | 3+ | 0 | 0 | 0 | 0 | 0 | 0 | 0 | 0 | 1 | 0 | 0 | 0 | 100% | Chan et al. [LBNL-5966E, August 2012; Eqn. 2 and Table 1] | CR 2 | 2000s | 2500-3499 | 3+ | 4.3966 | 4 | 0 | 0 | 0 | 0 | 0 | 0 | 0 | 0 | 1 | 0 | 0 | 0
CR02 | 2000s | 3500-4499 | 1 | 0 | 0 | 0 | 0 | 0 | 0 | 0 | 0 | 1 | 0 | 0 | 0 | 100% | Chan et al. [LBNL-5966E, August 2012; Eqn. 2 and Table 1] | CR 2 | 2000s | 3500-4499 | 1 | 3.6879 | 4 | 0 | 0 | 0 | 0 | 0 | 0 | 0 | 0 | 1 | 0 | 0 | 0
CR02 | 2000s | 3500-4499 | 2 | 0 | 0 | 0 | 0 | 0 | 0 | 0 | 0 | 1 | 0 | 0 | 0 | 100% | Chan et al. [LBNL-5966E, August 2012; Eqn. 2 and Table 1] | CR 2 | 2000s | 3500-4499 | 2 | 3.5014 | 4 | 0 | 0 | 0 | 0 | 0 | 0 | 0 | 0 | 1 | 0 | 0 | 0
CR02 | 2000s | 3500-4499 | 3+ | 0 | 0 | 0 | 0 | 0 | 0 | 0 | 0 | 1 | 0 | 0 | 0 | 100% | Chan et al. [LBNL-5966E, August 2012; Eqn. 2 and Table 1] | CR 2 | 2000s | 3500-4499 | 3+ | 3.6241 | 4 | 0 | 0 | 0 | 0 | 0 | 0 | 0 | 0 | 1 | 0 | 0 | 0
CR02 | 2000s | 4500+ | 1 | 0 | 0 | 0 | 0 | 0 | 0 | 0 | 0 | 0 | 1 | 0 | 0 | 100% | Chan et al. [LBNL-5966E, August 2012; Eqn. 2 and Table 1] | CR 2 | 2000s | 4500+ | 1 | 3.0399 | 3 | 0 | 0 | 0 | 0 | 0 | 0 | 0 | 0 | 0 | 1 | 0 | 0
CR02 | 2000s | 4500+ | 2 | 0 | 0 | 0 | 0 | 0 | 0 | 0 | 0 | 0 | 1 | 0 | 0 | 100% | Chan et al. [LBNL-5966E, August 2012; Eqn. 2 and Table 1] | CR 2 | 2000s | 4500+ | 2 | 2.8862 | 3 | 0 | 0 | 0 | 0 | 0 | 0 | 0 | 0 | 0 | 1 | 0 | 0
CR02 | 2000s | 4500+ | 3+ | 0 | 0 | 0 | 0 | 0 | 0 | 0 | 0 | 0 | 1 | 0 | 0 | 100% | Chan et al. [LBNL-5966E, August 2012; Eqn. 2 and Table 1] | CR 2 | 2000s | 4500+ | 3+ | 2.9873 | 3 | 0 | 0 | 0 | 0 | 0 | 0 | 0 | 0 | 0 | 1 | 0 | 0
CR03 | pre-1950 | 0-1499 | 1 | 0 | 0 | 1 | 0 | 0 | 0 | 0 | 0 | 0 | 0 | 0 | 0 | 100% | Chan et al. [LBNL-5966E, August 2012; Eqn. 2 and Table 1] | CR 3 | < 1950s | 0-1499 | 1 | 16.5231 | 15 | 0 | 0 | 1 | 0 | 0 | 0 | 0 | 0 | 0 | 0 | 0 | 0
CR03 | pre-1950 | 0-1499 | 2 | 0 | 0 | 1 | 0 | 0 | 0 | 0 | 0 | 0 | 0 | 0 | 0 | 100% | Chan et al. [LBNL-5966E, August 2012; Eqn. 2 and Table 1] | CR 3 | < 1950s | 0-1499 | 2 | 15.6876 | 15 | 0 | 0 | 1 | 0 | 0 | 0 | 0 | 0 | 0 | 0 | 0 | 0
CR03 | pre-1950 | 0-1499 | 3+ | 0 | 0 | 1 | 0 | 0 | 0 | 0 | 0 | 0 | 0 | 0 | 0 | 100% | Chan et al. [LBNL-5966E, August 2012; Eqn. 2 and Table 1] | CR 3 | < 1950s | 0-1499 | 3+ | 16.2369 | 15 | 0 | 0 | 1 | 0 | 0 | 0 | 0 | 0 | 0 | 0 | 0 | 0
CR03 | pre-1950 | 1500-2499 | 1 | 0 | 0 | 1 | 0 | 0 | 0 | 0 | 0 | 0 | 0 | 0 | 0 | 100% | Chan et al. [LBNL-5966E, August 2012; Eqn. 2 and Table 1] | CR 3 | < 1950s | 1500-2499 | 1 | 13.6198 | 15 | 0 | 0 | 1 | 0 | 0 | 0 | 0 | 0 | 0 | 0 | 0 | 0
CR03 | pre-1950 | 1500-2499 | 2 | 0 | 0 | 1 | 0 | 0 | 0 | 0 | 0 | 0 | 0 | 0 | 0 | 100% | Chan et al. [LBNL-5966E, August 2012; Eqn. 2 and Table 1] | CR 3 | < 1950s | 1500-2499 | 2 | 12.9311 | 15 | 0 | 0 | 1 | 0 | 0 | 0 | 0 | 0 | 0 | 0 | 0 | 0
CR03 | pre-1950 | 1500-2499 | 3+ | 0 | 0 | 1 | 0 | 0 | 0 | 0 | 0 | 0 | 0 | 0 | 0 | 100% | Chan et al. [LBNL-5966E, August 2012; Eqn. 2 and Table 1] | CR 3 | < 1950s | 1500-2499 | 3+ | 13.384 | 15 | 0 | 0 | 1 | 0 | 0 | 0 | 0 | 0 | 0 | 0 | 0 | 0
CR03 | pre-1950 | 2500-3499 | 1 | 0 | 0 | 0 | 1 | 0 | 0 | 0 | 0 | 0 | 0 | 0 | 0 | 100% | Chan et al. [LBNL-5966E, August 2012; Eqn. 2 and Table 1] | CR 3 | < 1950s | 2500-3499 | 1 | 11.2267 | 10 | 0 | 0 | 0 | 1 | 0 | 0 | 0 | 0 | 0 | 0 | 0 | 0
CR03 | pre-1950 | 2500-3499 | 2 | 0 | 0 | 0 | 1 | 0 | 0 | 0 | 0 | 0 | 0 | 0 | 0 | 100% | Chan et al. [LBNL-5966E, August 2012; Eqn. 2 and Table 1] | CR 3 | < 1950s | 2500-3499 | 2 | 10.659 | 10 | 0 | 0 | 0 | 1 | 0 | 0 | 0 | 0 | 0 | 0 | 0 | 0
CR03 | pre-1950 | 2500-3499 | 3+ | 0 | 0 | 0 | 1 | 0 | 0 | 0 | 0 | 0 | 0 | 0 | 0 | 100% | Chan et al. [LBNL-5966E, August 2012; Eqn. 2 and Table 1] | CR 3 | < 1950s | 2500-3499 | 3+ | 11.0323 | 10 | 0 | 0 | 0 | 1 | 0 | 0 | 0 | 0 | 0 | 0 | 0 | 0
CR03 | pre-1950 | 3500-4499 | 1 | 0 | 0 | 0 | 1 | 0 | 0 | 0 | 0 | 0 | 0 | 0 | 0 | 100% | Chan et al. [LBNL-5966E, August 2012; Eqn. 2 and Table 1] | CR 3 | < 1950s | 3500-4499 | 1 | 9.2541 | 10 | 0 | 0 | 0 | 1 | 0 | 0 | 0 | 0 | 0 | 0 | 0 | 0
CR03 | pre-1950 | 3500-4499 | 2 | 0 | 0 | 0 | 0 | 1 | 0 | 0 | 0 | 0 | 0 | 0 | 0 | 100% | Chan et al. [LBNL-5966E, August 2012; Eqn. 2 and Table 1] | CR 3 | < 1950s | 3500-4499 | 2 | 8.7861 | 8 | 0 | 0 | 0 | 0 | 1 | 0 | 0 | 0 | 0 | 0 | 0 | 0
CR03 | pre-1950 | 3500-4499 | 3+ | 0 | 0 | 0 | 1 | 0 | 0 | 0 | 0 | 0 | 0 | 0 | 0 | 100% | Chan et al. [LBNL-5966E, August 2012; Eqn. 2 and Table 1] | CR 3 | < 1950s | 3500-4499 | 3+ | 9.0938 | 10 | 0 | 0 | 0 | 1 | 0 | 0 | 0 | 0 | 0 | 0 | 0 | 0
CR03 | pre-1950 | 4500+ | 1 | 0 | 0 | 0 | 0 | 1 | 0 | 0 | 0 | 0 | 0 | 0 | 0 | 100% | Chan et al. [LBNL-5966E, August 2012; Eqn. 2 and Table 1] | CR 3 | < 1950s | 4500+ | 1 | 7.628 | 8 | 0 | 0 | 0 | 0 | 1 | 0 | 0 | 0 | 0 | 0 | 0 | 0
CR03 | pre-1950 | 4500+ | 2 | 0 | 0 | 0 | 0 | 0 | 1 | 0 | 0 | 0 | 0 | 0 | 0 | 100% | Chan et al. [LBNL-5966E, August 2012; Eqn. 2 and Table 1] | CR 3 | < 1950s | 4500+ | 2 | 7.2423 | 7 | 0 | 0 | 0 | 0 | 0 | 1 | 0 | 0 | 0 | 0 | 0 | 0
CR03 | pre-1950 | 4500+ | 3+ | 0 | 0 | 0 | 0 | 0 | 1 | 0 | 0 | 0 | 0 | 0 | 0 | 100% | Chan et al. [LBNL-5966E, August 2012; Eqn. 2 and Table 1] | CR 3 | < 1950s | 4500+ | 3+ | 7.4959 | 7 | 0 | 0 | 0 | 0 | 0 | 1 | 0 | 0 | 0 | 0 | 0 | 0
CR03 | 1950s | 0-1499 | 1 | 0 | 0 | 1 | 0 | 0 | 0 | 0 | 0 | 0 | 0 | 0 | 0 | 100% | Chan et al. [LBNL-5966E, August 2012; Eqn. 2 and Table 1] | CR 3 | 1950s | 0-1499 | 1 | 16.5231 | 15 | 0 | 0 | 1 | 0 | 0 | 0 | 0 | 0 | 0 | 0 | 0 | 0
CR03 | 1950s | 0-1499 | 2 | 0 | 0 | 1 | 0 | 0 | 0 | 0 | 0 | 0 | 0 | 0 | 0 | 100% | Chan et al. [LBNL-5966E, August 2012; Eqn. 2 and Table 1] | CR 3 | 1950s | 0-1499 | 2 | 15.6876 | 15 | 0 | 0 | 1 | 0 | 0 | 0 | 0 | 0 | 0 | 0 | 0 | 0
CR03 | 1950s | 0-1499 | 3+ | 0 | 0 | 1 | 0 | 0 | 0 | 0 | 0 | 0 | 0 | 0 | 0 | 100% | Chan et al. [LBNL-5966E, August 2012; Eqn. 2 and Table 1] | CR 3 | 1950s | 0-1499 | 3+ | 16.2369 | 15 | 0 | 0 | 1 | 0 | 0 | 0 | 0 | 0 | 0 | 0 | 0 | 0
CR03 | 1950s | 1500-2499 | 1 | 0 | 0 | 1 | 0 | 0 | 0 | 0 | 0 | 0 | 0 | 0 | 0 | 100% | Chan et al. [LBNL-5966E, August 2012; Eqn. 2 and Table 1] | CR 3 | 1950s | 1500-2499 | 1 | 13.6198 | 15 | 0 | 0 | 1 | 0 | 0 | 0 | 0 | 0 | 0 | 0 | 0 | 0
CR03 | 1950s | 1500-2499 | 2 | 0 | 0 | 1 | 0 | 0 | 0 | 0 | 0 | 0 | 0 | 0 | 0 | 100% | Chan et al. [LBNL-5966E, August 2012; Eqn. 2 and Table 1] | CR 3 | 1950s | 1500-2499 | 2 | 12.9311 | 15 | 0 | 0 | 1 | 0 | 0 | 0 | 0 | 0 | 0 | 0 | 0 | 0
CR03 | 1950s | 1500-2499 | 3+ | 0 | 0 | 1 | 0 | 0 | 0 | 0 | 0 | 0 | 0 | 0 | 0 | 100% | Chan et al. [LBNL-5966E, August 2012; Eqn. 2 and Table 1] | CR 3 | 1950s | 1500-2499 | 3+ | 13.384 | 15 | 0 | 0 | 1 | 0 | 0 | 0 | 0 | 0 | 0 | 0 | 0 | 0
CR03 | 1950s | 2500-3499 | 1 | 0 | 0 | 0 | 1 | 0 | 0 | 0 | 0 | 0 | 0 | 0 | 0 | 100% | Chan et al. [LBNL-5966E, August 2012; Eqn. 2 and Table 1] | CR 3 | 1950s | 2500-3499 | 1 | 11.2267 | 10 | 0 | 0 | 0 | 1 | 0 | 0 | 0 | 0 | 0 | 0 | 0 | 0
CR03 | 1950s | 2500-3499 | 2 | 0 | 0 | 0 | 1 | 0 | 0 | 0 | 0 | 0 | 0 | 0 | 0 | 100% | Chan et al. [LBNL-5966E, August 2012; Eqn. 2 and Table 1] | CR 3 | 1950s | 2500-3499 | 2 | 10.659 | 10 | 0 | 0 | 0 | 1 | 0 | 0 | 0 | 0 | 0 | 0 | 0 | 0
CR03 | 1950s | 2500-3499 | 3+ | 0 | 0 | 0 | 1 | 0 | 0 | 0 | 0 | 0 | 0 | 0 | 0 | 100% | Chan et al. [LBNL-5966E, August 2012; Eqn. 2 and Table 1] | CR 3 | 1950s | 2500-3499 | 3+ | 11.0323 | 10 | 0 | 0 | 0 | 1 | 0 | 0 | 0 | 0 | 0 | 0 | 0 | 0
CR03 | 1950s | 3500-4499 | 1 | 0 | 0 | 0 | 1 | 0 | 0 | 0 | 0 | 0 | 0 | 0 | 0 | 100% | Chan et al. [LBNL-5966E, August 2012; Eqn. 2 and Table 1] | CR 3 | 1950s | 3500-4499 | 1 | 9.2541 | 10 | 0 | 0 | 0 | 1 | 0 | 0 | 0 | 0 | 0 | 0 | 0 | 0
CR03 | 1950s | 3500-4499 | 2 | 0 | 0 | 0 | 0 | 1 | 0 | 0 | 0 | 0 | 0 | 0 | 0 | 100% | Chan et al. [LBNL-5966E, August 2012; Eqn. 2 and Table 1] | CR 3 | 1950s | 3500-4499 | 2 | 8.7861 | 8 | 0 | 0 | 0 | 0 | 1 | 0 | 0 | 0 | 0 | 0 | 0 | 0
CR03 | 1950s | 3500-4499 | 3+ | 0 | 0 | 0 | 1 | 0 | 0 | 0 | 0 | 0 | 0 | 0 | 0 | 100% | Chan et al. [LBNL-5966E, August 2012; Eqn. 2 and Table 1] | CR 3 | 1950s | 3500-4499 | 3+ | 9.0938 | 10 | 0 | 0 | 0 | 1 | 0 | 0 | 0 | 0 | 0 | 0 | 0 | 0
CR03 | 1950s | 4500+ | 1 | 0 | 0 | 0 | 0 | 1 | 0 | 0 | 0 | 0 | 0 | 0 | 0 | 100% | Chan et al. [LBNL-5966E, August 2012; Eqn. 2 and Table 1] | CR 3 | 1950s | 4500+ | 1 | 7.628 | 8 | 0 | 0 | 0 | 0 | 1 | 0 | 0 | 0 | 0 | 0 | 0 | 0
CR03 | 1950s | 4500+ | 2 | 0 | 0 | 0 | 0 | 0 | 1 | 0 | 0 | 0 | 0 | 0 | 0 | 100% | Chan et al. [LBNL-5966E, August 2012; Eqn. 2 and Table 1] | CR 3 | 1950s | 4500+ | 2 | 7.2423 | 7 | 0 | 0 | 0 | 0 | 0 | 1 | 0 | 0 | 0 | 0 | 0 | 0
CR03 | 1950s | 4500+ | 3+ | 0 | 0 | 0 | 0 | 0 | 1 | 0 | 0 | 0 | 0 | 0 | 0 | 100% | Chan et al. [LBNL-5966E, August 2012; Eqn. 2 and Table 1] | CR 3 | 1950s | 4500+ | 3+ | 7.4959 | 7 | 0 | 0 | 0 | 0 | 0 | 1 | 0 | 0 | 0 | 0 | 0 | 0
CR03 | 1960s | 1500-2499 | 1 | 0 | 0 | 1 | 0 | 0 | 0 | 0 | 0 | 0 | 0 | 0 | 0 | 100% | Chan et al. [LBNL-5966E, August 2012; Eqn. 2 and Table 1] | CR 3 | 1960s | 0-499 | 1 | 15.1557 | 15 | 0 | 0 | 1 | 0 | 0 | 0 | 0 | 0 | 0 | 0 | 0 | 0
CR03 | 1960s | 0-1499 | 2 | 0 | 0 | 1 | 0 | 0 | 0 | 0 | 0 | 0 | 0 | 0 | 0 | 100% | Chan et al. [LBNL-5966E, August 2012; Eqn. 2 and Table 1] | CR 3 | 1960s | 0-1499 | 2 | 13.0641 | 15 | 0 | 0 | 1 | 0 | 0 | 0 | 0 | 0 | 0 | 0 | 0 | 0
CR03 | 1960s | 0-1499 | 3+ | 0 | 0 | 1 | 0 | 0 | 0 | 0 | 0 | 0 | 0 | 0 | 0 | 100% | Chan et al. [LBNL-5966E, August 2012; Eqn. 2 and Table 1] | CR 3 | 1960s | 0-1499 | 3+ | 13.5216 | 15 | 0 | 0 | 1 | 0 | 0 | 0 | 0 | 0 | 0 | 0 | 0 | 0
CR03 | 1960s | 1500-2499 | 2 | 0 | 0 | 0 | 1 | 0 | 0 | 0 | 0 | 0 | 0 | 0 | 0 | 100% | Chan et al. [LBNL-5966E, August 2012; Eqn. 2 and Table 1] | CR 3 | 1960s | 1500-2499 | 1 | 11.3421 | 10 | 0 | 0 | 0 | 1 | 0 | 0 | 0 | 0 | 0 | 0 | 0 | 0
CR03 | 1960s | 1500-2499 | 3+ | 0 | 0 | 0 | 1 | 0 | 0 | 0 | 0 | 0 | 0 | 0 | 0 | 100% | Chan et al. [LBNL-5966E, August 2012; Eqn. 2 and Table 1] | CR 3 | 1960s | 1500-2499 | 2 | 10.7686 | 10 | 0 | 0 | 0 | 1 | 0 | 0 | 0 | 0 | 0 | 0 | 0 | 0
CR03 | 1960s | 2500-3499 | 1 | 0 | 0 | 0 | 1 | 0 | 0 | 0 | 0 | 0 | 0 | 0 | 0 | 100% | Chan et al. [LBNL-5966E, August 2012; Eqn. 2 and Table 1] | CR 3 | 1960s | 1500-2499 | 3+ | 11.1457 | 10 | 0 | 0 | 0 | 1 | 0 | 0 | 0 | 0 | 0 | 0 | 0 | 0
CR03 | 1960s | 2500-3499 | 2 | 0 | 0 | 0 | 1 | 0 | 0 | 0 | 0 | 0 | 0 | 0 | 0 | 100% | Chan et al. [LBNL-5966E, August 2012; Eqn. 2 and Table 1] | CR 3 | 1960s | 2500-3499 | 1 | 9.3492 | 10 | 0 | 0 | 0 | 1 | 0 | 0 | 0 | 0 | 0 | 0 | 0 | 0
CR03 | 1960s | 2500-3499 | 3+ | 0 | 0 | 0 | 0 | 1 | 0 | 0 | 0 | 0 | 0 | 0 | 0 | 100% | Chan et al. [LBNL-5966E, August 2012; Eqn. 2 and Table 1] | CR 3 | 1960s | 2500-3499 | 2 | 8.8765 | 8 | 0 | 0 | 0 | 0 | 1 | 0 | 0 | 0 | 0 | 0 | 0 | 0
CR03 | 1960s | 3500-4499 | 1 | 0 | 0 | 0 | 1 | 0 | 0 | 0 | 0 | 0 | 0 | 0 | 0 | 100% | Chan et al. [LBNL-5966E, August 2012; Eqn. 2 and Table 1] | CR 3 | 1960s | 2500-3499 | 3+ | 9.1873 | 10 | 0 | 0 | 0 | 1 | 0 | 0 | 0 | 0 | 0 | 0 | 0 | 0
CR03 | 1960s | 3500-4499 | 2 | 0 | 0 | 0 | 0 | 1 | 0 | 0 | 0 | 0 | 0 | 0 | 0 | 100% | Chan et al. [LBNL-5966E, August 2012; Eqn. 2 and Table 1] | CR 3 | 1960s | 3500-4499 | 1 | 7.7065 | 8 | 0 | 0 | 0 | 0 | 1 | 0 | 0 | 0 | 0 | 0 | 0 | 0
CR03 | 1960s | 3500-4499 | 3+ | 0 | 0 | 0 | 0 | 0 | 1 | 0 | 0 | 0 | 0 | 0 | 0 | 100% | Chan et al. [LBNL-5966E, August 2012; Eqn. 2 and Table 1] | CR 3 | 1960s | 3500-4499 | 2 | 7.3168 | 7 | 0 | 0 | 0 | 0 | 0 | 1 | 0 | 0 | 0 | 0 | 0 | 0
CR03 | 1960s | 4500+ | 1 | 0 | 0 | 0 | 0 | 1 | 0 | 0 | 0 | 0 | 0 | 0 | 0 | 100% | Chan et al. [LBNL-5966E, August 2012; Eqn. 2 and Table 1] | CR 3 | 1960s | 3500-4499 | 3+ | 7.573 | 8 | 0 | 0 | 0 | 0 | 1 | 0 | 0 | 0 | 0 | 0 | 0 | 0
CR03 | 1960s | 4500+ | 2 | 0 | 0 | 0 | 0 | 0 | 0 | 1 | 0 | 0 | 0 | 0 | 0 | 100% | Chan et al. [LBNL-5966E, August 2012; Eqn. 2 and Table 1] | CR 3 | 1960s | 4500+ | 1 | 6.3524 | 6 | 0 | 0 | 0 | 0 | 0 | 0 | 1 | 0 | 0 | 0 | 0 | 0
CR03 | 1960s | 4500+ | 3+ | 0 | 0 | 0 | 0 | 0 | 0 | 1 | 0 | 0 | 0 | 0 | 0 | 100% | Chan et al. [LBNL-5966E, August 2012; Eqn. 2 and Table 1] | CR 3 | 1960s | 4500+ | 2 | 6.0312 | 6 | 0 | 0 | 0 | 0 | 0 | 0 | 1 | 0 | 0 | 0 | 0 | 0
CR03 | 1960s | 0-1499 | 1 | 0 | 0 | 0 | 0 | 0 | 0 | 1 | 0 | 0 | 0 | 0 | 0 | 100% | Chan et al. [LBNL-5966E, August 2012; Eqn. 2 and Table 1] | CR 3 | 1960s | 4500+ | 3+ | 6.2424 | 6 | 0 | 0 | 0 | 0 | 0 | 0 | 1 | 0 | 0 | 0 | 0 | 0
CR03 | 1970s | 0-1499 | 1 | 0 | 0 | 1 | 0 | 0 | 0 | 0 | 0 | 0 | 0 | 0 | 0 | 100% | Chan et al. [LBNL-5966E, August 2012; Eqn. 2 and Table 1] | CR 3 | 1970s | 0-1499 | 1 | 13.5009 | 15 | 0 | 0 | 1 | 0 | 0 | 0 | 0 | 0 | 0 | 0 | 0 | 0
CR03 | 1970s | 0-1499 | 2 | 0 | 0 | 1 | 0 | 0 | 0 | 0 | 0 | 0 | 0 | 0 | 0 | 100% | Chan et al. [LBNL-5966E, August 2012; Eqn. 2 and Table 1] | CR 3 | 1970s | 0-1499 | 2 | 12.8183 | 15 | 0 | 0 | 1 | 0 | 0 | 0 | 0 | 0 | 0 | 0 | 0 | 0
CR03 | 1970s | 0-1499 | 3+ | 0 | 0 | 1 | 0 | 0 | 0 | 0 | 0 | 0 | 0 | 0 | 0 | 100% | Chan et al. [LBNL-5966E, August 2012; Eqn. 2 and Table 1] | CR 3 | 1970s | 0-1499 | 3+ | 13.2671 | 15 | 0 | 0 | 1 | 0 | 0 | 0 | 0 | 0 | 0 | 0 | 0 | 0
CR03 | 1970s | 1500-2499 | 1 | 0 | 0 | 0 | 1 | 0 | 0 | 0 | 0 | 0 | 0 | 0 | 0 | 100% | Chan et al. [LBNL-5966E, August 2012; Eqn. 2 and Table 1] | CR 3 | 1970s | 1500-2499 | 1 | 11.1287 | 10 | 0 | 0 | 0 | 1 | 0 | 0 | 0 | 0 | 0 | 0 | 0 | 0
CR03 | 1970s | 1500-2499 | 2 | 0 | 0 | 0 | 1 | 0 | 0 | 0 | 0 | 0 | 0 | 0 | 0 | 100% | Chan et al. [LBNL-5966E, August 2012; Eqn. 2 and Table 1] | CR 3 | 1970s | 1500-2499 | 2 | 10.566 | 10 | 0 | 0 | 0 | 1 | 0 | 0 | 0 | 0 | 0 | 0 | 0 | 0
CR03 | 1970s | 1500-2499 | 3+ | 0 | 0 | 0 | 1 | 0 | 0 | 0 | 0 | 0 | 0 | 0 | 0 | 100% | Chan et al. [LBNL-5966E, August 2012; Eqn. 2 and Table 1] | CR 3 | 1970s | 1500-2499 | 3+ | 10.936 | 10 | 0 | 0 | 0 | 1 | 0 | 0 | 0 | 0 | 0 | 0 | 0 | 0
CR03 | 1970s | 2500-3499 | 1 | 0 | 0 | 0 | 1 | 0 | 0 | 0 | 0 | 0 | 0 | 0 | 0 | 100% | Chan et al. [LBNL-5966E, August 2012; Eqn. 2 and Table 1] | CR 3 | 1970s | 2500-3499 | 1 | 9.1733 | 10 | 0 | 0 | 0 | 1 | 0 | 0 | 0 | 0 | 0 | 0 | 0 | 0
CR03 | 1970s | 2500-3499 | 2 | 0 | 0 | 0 | 0 | 1 | 0 | 0 | 0 | 0 | 0 | 0 | 0 | 100% | Chan et al. [LBNL-5966E, August 2012; Eqn. 2 and Table 1] | CR 3 | 1970s | 2500-3499 | 2 | 8.7094 | 8 | 0 | 0 | 0 | 0 | 1 | 0 | 0 | 0 | 0 | 0 | 0 | 0
CR03 | 1970s | 2500-3499 | 3+ | 0 | 0 | 0 | 1 | 0 | 0 | 0 | 0 | 0 | 0 | 0 | 0 | 100% | Chan et al. [LBNL-5966E, August 2012; Eqn. 2 and Table 1] | CR 3 | 1970s | 2500-3499 | 3+ | 9.0144 | 10 | 0 | 0 | 0 | 1 | 0 | 0 | 0 | 0 | 0 | 0 | 0 | 0
CR03 | 1970s | 3500-4499 | 1 | 0 | 0 | 0 | 0 | 1 | 0 | 0 | 0 | 0 | 0 | 0 | 0 | 100% | Chan et al. [LBNL-5966E, August 2012; Eqn. 2 and Table 1] | CR 3 | 1970s | 3500-4499 | 1 | 7.5614 | 8 | 0 | 0 | 0 | 0 | 1 | 0 | 0 | 0 | 0 | 0 | 0 | 0
CR03 | 1970s | 3500-4499 | 2 | 0 | 0 | 0 | 0 | 0 | 1 | 0 | 0 | 0 | 0 | 0 | 0 | 100% | Chan et al. [LBNL-5966E, August 2012; Eqn. 2 and Table 1] | CR 3 | 1970s | 3500-4499 | 2 | 7.1791 | 7 | 0 | 0 | 0 | 0 | 0 | 1 | 0 | 0 | 0 | 0 | 0 | 0
CR03 | 1970s | 3500-4499 | 3+ | 0 | 0 | 0 | 0 | 0 | 1 | 0 | 0 | 0 | 0 | 0 | 0 | 100% | Chan et al. [LBNL-5966E, August 2012; Eqn. 2 and Table 1] | CR 3 | 1970s | 3500-4499 | 3+ | 7.4305 | 7 | 0 | 0 | 0 | 0 | 0 | 1 | 0 | 0 | 0 | 0 | 0 | 0
CR03 | 1970s | 4500+ | 1 | 0 | 0 | 0 | 0 | 0 | 0 | 1 | 0 | 0 | 0 | 0 | 0 | 100% | Chan et al. [LBNL-5966E, August 2012; Eqn. 2 and Table 1] | CR 3 | 1970s | 4500+ | 1 | 6.2328 | 6 | 0 | 0 | 0 | 0 | 0 | 0 | 1 | 0 | 0 | 0 | 0 | 0
CR03 | 1970s | 4500+ | 2 | 0 | 0 | 0 | 0 | 0 | 0 | 1 | 0 | 0 | 0 | 0 | 0 | 100% | Chan et al. [LBNL-5966E, August 2012; Eqn. 2 and Table 1] | CR 3 | 1970s | 4500+ | 2 | 5.9177 | 6 | 0 | 0 | 0 | 0 | 0 | 0 | 1 | 0 | 0 | 0 | 0 | 0
CR03 | 1970s | 4500+ | 3+ | 0 | 0 | 0 | 0 | 0 | 0 | 1 | 0 | 0 | 0 | 0 | 0 | 100% | Chan et al. [LBNL-5966E, August 2012; Eqn. 2 and Table 1] | CR 3 | 1970s | 4500+ | 3+ | 6.1249 | 6 | 0 | 0 | 0 | 0 | 0 | 0 | 1 | 0 | 0 | 0 | 0 | 0
CR03 | 1980s | 0-1499 | 1 | 0 | 0 | 0 | 1 | 0 | 0 | 0 | 0 | 0 | 0 | 0 | 0 | 100% | Chan et al. [LBNL-5966E, August 2012; Eqn. 2 and Table 1] | CR 3 | 1980s | 0-1499 | 1 | 11.0315 | 10 | 0 | 0 | 0 | 1 | 0 | 0 | 0 | 0 | 0 | 0 | 0 | 0
CR03 | 1980s | 0-1499 | 2 | 0 | 0 | 0 | 1 | 0 | 0 | 0 | 0 | 0 | 0 | 0 | 0 | 100% | Chan et al. [LBNL-5966E, August 2012; Eqn. 2 and Table 1] | CR 3 | 1980s | 0-1499 | 2 | 10.4737 | 10 | 0 | 0 | 0 | 1 | 0 | 0 | 0 | 0 | 0 | 0 | 0 | 0
CR03 | 1980s | 0-1499 | 3+ | 0 | 0 | 0 | 1 | 0 | 0 | 0 | 0 | 0 | 0 | 0 | 0 | 100% | Chan et al. [LBNL-5966E, August 2012; Eqn. 2 and Table 1] | CR 3 | 1980s | 0-1499 | 3+ | 10.8405 | 10 | 0 | 0 | 0 | 1 | 0 | 0 | 0 | 0 | 0 | 0 | 0 | 0
CR03 | 1980s | 1500-2499 | 1 | 0 | 0 | 0 | 1 | 0 | 0 | 0 | 0 | 0 | 0 | 0 | 0 | 100% | Chan et al. [LBNL-5966E, August 2012; Eqn. 2 and Table 1] | CR 3 | 1980s | 1500-2499 | 1 | 9.0932 | 10 | 0 | 0 | 0 | 1 | 0 | 0 | 0 | 0 | 0 | 0 | 0 | 0
CR03 | 1980s | 1500-2499 | 2 | 0 | 0 | 0 | 0 | 1 | 0 | 0 | 0 | 0 | 0 | 0 | 0 | 100% | Chan et al. [LBNL-5966E, August 2012; Eqn. 2 and Table 1] | CR 3 | 1980s | 1500-2499 | 2 | 8.6334 | 8 | 0 | 0 | 0 | 0 | 1 | 0 | 0 | 0 | 0 | 0 | 0 | 0
CR03 | 1980s | 1500-2499 | 3+ | 0 | 0 | 0 | 0 | 1 | 0 | 0 | 0 | 0 | 0 | 0 | 0 | 100% | Chan et al. [LBNL-5966E, August 2012; Eqn. 2 and Table 1] | CR 3 | 1980s | 1500-2499 | 3+ | 8.9357 | 8 | 0 | 0 | 0 | 0 | 1 | 0 | 0 | 0 | 0 | 0 | 0 | 0
CR03 | 1980s | 2500-3499 | 1 | 0 | 0 | 0 | 0 | 0 | 1 | 0 | 0 | 0 | 0 | 0 | 0 | 100% | Chan et al. [LBNL-5966E, August 2012; Eqn. 2 and Table 1] | CR 3 | 1980s | 2500-3499 | 1 | 7.4954 | 7 | 0 | 0 | 0 | 0 | 0 | 1 | 0 | 0 | 0 | 0 | 0 | 0
CR03 | 1980s | 2500-3499 | 2 | 0 | 0 | 0 | 0 | 0 | 1 | 0 | 0 | 0 | 0 | 0 | 0 | 100% | Chan et al. [LBNL-5966E, August 2012; Eqn. 2 and Table 1] | CR 3 | 1980s | 2500-3499 | 2 | 7.1164 | 7 | 0 | 0 | 0 | 0 | 0 | 1 | 0 | 0 | 0 | 0 | 0 | 0
CR03 | 1980s | 2500-3499 | 3+ | 0 | 0 | 0 | 0 | 0 | 1 | 0 | 0 | 0 | 0 | 0 | 0 | 100% | Chan et al. [LBNL-5966E, August 2012; Eqn. 2 and Table 1] | CR 3 | 1980s | 2500-3499 | 3+ | 7.3656 | 7 | 0 | 0 | 0 | 0 | 0 | 1 | 0 | 0 | 0 | 0 | 0 | 0
CR03 | 1980s | 3500-4499 | 1 | 0 | 0 | 0 | 0 | 0 | 0 | 1 | 0 | 0 | 0 | 0 | 0 | 100% | Chan et al. [LBNL-5966E, August 2012; Eqn. 2 and Table 1] | CR 3 | 1980s | 3500-4499 | 1 | 6.1784 | 6 | 0 | 0 | 0 | 0 | 0 | 0 | 1 | 0 | 0 | 0 | 0 | 0
CR03 | 1980s | 3500-4499 | 2 | 0 | 0 | 0 | 0 | 0 | 0 | 1 | 0 | 0 | 0 | 0 | 0 | 100% | Chan et al. [LBNL-5966E, August 2012; Eqn. 2 and Table 1] | CR 3 | 1980s | 3500-4499 | 2 | 5.866 | 6 | 0 | 0 | 0 | 0 | 0 | 0 | 1 | 0 | 0 | 0 | 0 | 0
CR03 | 1980s | 3500-4499 | 3+ | 0 | 0 | 0 | 0 | 0 | 0 | 1 | 0 | 0 | 0 | 0 | 0 | 100% | Chan et al. [LBNL-5966E, August 2012; Eqn. 2 and Table 1] | CR 3 | 1980s | 3500-4499 | 3+ | 6.0714 | 6 | 0 | 0 | 0 | 0 | 0 | 0 | 1 | 0 | 0 | 0 | 0 | 0
CR03 | 1980s | 4500+ | 1 | 0 | 0 | 0 | 0 | 0 | 0 | 0 | 1 | 0 | 0 | 0 | 0 | 100% | Chan et al. [LBNL-5966E, August 2012; Eqn. 2 and Table 1] | CR 3 | 1980s | 4500+ | 1 | 5.0928 | 5 | 0 | 0 | 0 | 0 | 0 | 0 | 0 | 1 | 0 | 0 | 0 | 0
CR03 | 1980s | 4500+ | 2 | 0 | 0 | 0 | 0 | 0 | 0 | 0 | 1 | 0 | 0 | 0 | 0 | 100% | Chan et al. [LBNL-5966E, August 2012; Eqn. 2 and Table 1] | CR 3 | 1980s | 4500+ | 2 | 4.8353 | 5 | 0 | 0 | 0 | 0 | 0 | 0 | 0 | 1 | 0 | 0 | 0 | 0
CR03 | 1980s | 4500+ | 3+ | 0 | 0 | 0 | 0 | 0 | 0 | 0 | 1 | 0 | 0 | 0 | 0 | 100% | Chan et al. [LBNL-5966E, August 2012; Eqn. 2 and Table 1] | CR 3 | 1980s | 4500+ | 3+ | 5.0046 | 5 | 0 | 0 | 0 | 0 | 0 | 0 | 0 | 1 | 0 | 0 | 0 | 0
CR03 | 1990s | 0-1499 | 1 | 0 | 0 | 0 | 0 | 1 | 0 | 0 | 0 | 0 | 0 | 0 | 0 | 100% | Chan et al. [LBNL-5966E, August 2012; Eqn. 2 and Table 1] | CR 3 | 1990s | 0-1499 | 1 | 8.4974 | 8 | 0 | 0 | 0 | 0 | 1 | 0 | 0 | 0 | 0 | 0 | 0 | 0
CR03 | 1990s | 0-1499 | 2 | 0 | 0 | 0 | 0 | 1 | 0 | 0 | 0 | 0 | 0 | 0 | 0 | 100% | Chan et al. [LBNL-5966E, August 2012; Eqn. 2 and Table 1] | CR 3 | 1990s | 0-1499 | 2 | 8.0677 | 8 | 0 | 0 | 0 | 0 | 1 | 0 | 0 | 0 | 0 | 0 | 0 | 0
CR03 | 1990s | 0-1499 | 3+ | 0 | 0 | 0 | 0 | 1 | 0 | 0 | 0 | 0 | 0 | 0 | 0 | 100% | Chan et al. [LBNL-5966E, August 2012; Eqn. 2 and Table 1] | CR 3 | 1990s | 0-1499 | 3+ | 8.3502 | 8 | 0 | 0 | 0 | 0 | 1 | 0 | 0 | 0 | 0 | 0 | 0 | 0
CR03 | 1990s | 1500-2499 | 1 | 0 | 0 | 0 | 0 | 0 | 1 | 0 | 0 | 0 | 0 | 0 | 0 | 100% | Chan et al. [LBNL-5966E, August 2012; Eqn. 2 and Table 1] | CR 3 | 1990s | 1500-2499 | 1 | 7.0043 | 7 | 0 | 0 | 0 | 0 | 0 | 1 | 0 | 0 | 0 | 0 | 0 | 0
CR03 | 1990s | 1500-2499 | 2 | 0 | 0 | 0 | 0 | 0 | 1 | 0 | 0 | 0 | 0 | 0 | 0 | 100% | Chan et al. [LBNL-5966E, August 2012; Eqn. 2 and Table 1] | CR 3 | 1990s | 1500-2499 | 2 | 6.6501 | 7 | 0 | 0 | 0 | 0 | 0 | 1 | 0 | 0 | 0 | 0 | 0 | 0
CR03 | 1990s | 1500-2499 | 3+ | 0 | 0 | 0 | 0 | 0 | 1 | 0 | 0 | 0 | 0 | 0 | 0 | 100% | Chan et al. [LBNL-5966E, August 2012; Eqn. 2 and Table 1] | CR 3 | 1990s | 1500-2499 | 3+ | 6.883 | 7 | 0 | 0 | 0 | 0 | 0 | 1 | 0 | 0 | 0 | 0 | 0 | 0
CR03 | 1990s | 2500-3499 | 1 | 0 | 0 | 0 | 0 | 0 | 0 | 1 | 0 | 0 | 0 | 0 | 0 | 100% | Chan et al. [LBNL-5966E, August 2012; Eqn. 2 and Table 1] | CR 3 | 1990s | 2500-3499 | 1 | 5.7736 | 6 | 0 | 0 | 0 | 0 | 0 | 0 | 1 | 0 | 0 | 0 | 0 | 0
CR03 | 1990s | 2500-3499 | 2 | 0 | 0 | 0 | 0 | 0 | 0 | 0 | 1 | 0 | 0 | 0 | 0 | 100% | Chan et al. [LBNL-5966E, August 2012; Eqn. 2 and Table 1] | CR 3 | 1990s | 2500-3499 | 2 | 5.4817 | 5 | 0 | 0 | 0 | 0 | 0 | 0 | 0 | 1 | 0 | 0 | 0 | 0
CR03 | 1990s | 2500-3499 | 3+ | 0 | 0 | 0 | 0 | 0 | 0 | 1 | 0 | 0 | 0 | 0 | 0 | 100% | Chan et al. [LBNL-5966E, August 2012; Eqn. 2 and Table 1] | CR 3 | 1990s | 2500-3499 | 3+ | 5.6736 | 6 | 0 | 0 | 0 | 0 | 0 | 0 | 1 | 0 | 0 | 0 | 0 | 0
CR03 | 1990s | 3500-4499 | 1 | 0 | 0 | 0 | 0 | 0 | 0 | 0 | 1 | 0 | 0 | 0 | 0 | 100% | Chan et al. [LBNL-5966E, August 2012; Eqn. 2 and Table 1] | CR 3 | 1990s | 3500-4499 | 1 | 4.7591 | 5 | 0 | 0 | 0 | 0 | 0 | 0 | 0 | 1 | 0 | 0 | 0 | 0
CR03 | 1990s | 3500-4499 | 2 | 0 | 0 | 0 | 0 | 0 | 0 | 0 | 1 | 0 | 0 | 0 | 0 | 100% | Chan et al. [LBNL-5966E, August 2012; Eqn. 2 and Table 1] | CR 3 | 1990s | 3500-4499 | 2 | 4.5185 | 5 | 0 | 0 | 0 | 0 | 0 | 0 | 0 | 1 | 0 | 0 | 0 | 0
CR03 | 1990s | 3500-4499 | 3+ | 0 | 0 | 0 | 0 | 0 | 0 | 0 | 1 | 0 | 0 | 0 | 0 | 100% | Chan et al. [LBNL-5966E, August 2012; Eqn. 2 and Table 1] | CR 3 | 1990s | 3500-4499 | 3+ | 4.6767 | 5 | 0 | 0 | 0 | 0 | 0 | 0 | 0 | 1 | 0 | 0 | 0 | 0
CR03 | 1990s | 4500+ | 1 | 0 | 0 | 0 | 0 | 0 | 0 | 0 | 0 | 1 | 0 | 0 | 0 | 100% | Chan et al. [LBNL-5966E, August 2012; Eqn. 2 and Table 1] | CR 3 | 1990s | 4500+ | 1 | 3.9229 | 4 | 0 | 0 | 0 | 0 | 0 | 0 | 0 | 0 | 1 | 0 | 0 | 0
CR03 | 1990s | 4500+ | 2 | 0 | 0 | 0 | 0 | 0 | 0 | 0 | 0 | 1 | 0 | 0 | 0 | 100% | Chan et al. [LBNL-5966E, August 2012; Eqn. 2 and Table 1] | CR 3 | 1990s | 4500+ | 2 | 3.7245 | 4 | 0 | 0 | 0 | 0 | 0 | 0 | 0 | 0 | 1 | 0 | 0 | 0
CR03 | 1990s | 4500+ | 3+ | 0 | 0 | 0 | 0 | 0 | 0 | 0 | 0 | 1 | 0 | 0 | 0 | 100% | Chan et al. [LBNL-5966E, August 2012; Eqn. 2 and Table 1] | CR 3 | 1990s | 4500+ | 3+ | 3.855 | 4 | 0 | 0 | 0 | 0 | 0 | 0 | 0 | 0 | 1 | 0 | 0 | 0
CR03 | 2000s | 0-1499 | 1 | 0 | 0 | 0 | 0 | 0 | 1 | 0 | 0 | 0 | 0 | 0 | 0 | 100% | Chan et al. [LBNL-5966E, August 2012; Eqn. 2 and Table 1] | CR 3 | 2000s | 0-1499 | 1 | 7.3651 | 7 | 0 | 0 | 0 | 0 | 0 | 1 | 0 | 0 | 0 | 0 | 0 | 0
CR03 | 2000s | 0-1499 | 2 | 0 | 0 | 0 | 0 | 0 | 1 | 0 | 0 | 0 | 0 | 0 | 0 | 100% | Chan et al. [LBNL-5966E, August 2012; Eqn. 2 and Table 1] | CR 3 | 2000s | 0-1499 | 2 | 6.9927 | 7 | 0 | 0 | 0 | 0 | 0 | 1 | 0 | 0 | 0 | 0 | 0 | 0
CR03 | 2000s | 0-1499 | 3+ | 0 | 0 | 0 | 0 | 0 | 1 | 0 | 0 | 0 | 0 | 0 | 0 | 100% | Chan et al. [LBNL-5966E, August 2012; Eqn. 2 and Table 1] | CR 3 | 2000s | 0-1499 | 3+ | 7.2376 | 7 | 0 | 0 | 0 | 0 | 0 | 1 | 0 | 0 | 0 | 0 | 0 | 0
CR03 | 2000s | 1500-2499 | 1 | 0 | 0 | 0 | 0 | 0 | 0 | 1 | 0 | 0 | 0 | 0 | 0 | 100% | Chan et al. [LBNL-5966E, August 2012; Eqn. 2 and Table 1] | CR 3 | 2000s | 1500-2499 | 1 | 6.071 | 6 | 0 | 0 | 0 | 0 | 0 | 0 | 1 | 0 | 0 | 0 | 0 | 0
CR03 | 2000s | 1500-2499 | 2 | 0 | 0 | 0 | 0 | 0 | 0 | 1 | 0 | 0 | 0 | 0 | 0 | 100% | Chan et al. [LBNL-5966E, August 2012; Eqn. 2 and Table 1] | CR 3 | 2000s | 1500-2499 | 2 | 5.764 | 6 | 0 | 0 | 0 | 0 | 0 | 0 | 1 | 0 | 0 | 0 | 0 | 0
CR03 | 2000s | 1500-2499 | 3+ | 0 | 0 | 0 | 0 | 0 | 0 | 1 | 0 | 0 | 0 | 0 | 0 | 100% | Chan et al. [LBNL-5966E, August 2012; Eqn. 2 and Table 1] | CR 3 | 2000s | 1500-2499 | 3+ | 5.9659 | 6 | 0 | 0 | 0 | 0 | 0 | 0 | 1 | 0 | 0 | 0 | 0 | 0
CR03 | 2000s | 2500-3499 | 1 | 0 | 0 | 0 | 0 | 0 | 0 | 0 | 1 | 0 | 0 | 0 | 0 | 100% | Chan et al. [LBNL-5966E, August 2012; Eqn. 2 and Table 1] | CR 3 | 2000s | 2500-3499 | 1 | 5.0043 | 5 | 0 | 0 | 0 | 0 | 0 | 0 | 0 | 1 | 0 | 0 | 0 | 0
CR03 | 2000s | 2500-3499 | 2 | 0 | 0 | 0 | 0 | 0 | 0 | 0 | 1 | 0 | 0 | 0 | 0 | 100% | Chan et al. [LBNL-5966E, August 2012; Eqn. 2 and Table 1] | CR 3 | 2000s | 2500-3499 | 2 | 4.7512 | 5 | 0 | 0 | 0 | 0 | 0 | 0 | 0 | 1 | 0 | 0 | 0 | 0
CR03 | 2000s | 2500-3499 | 3+ | 0 | 0 | 0 | 0 | 0 | 0 | 0 | 1 | 0 | 0 | 0 | 0 | 100% | Chan et al. [LBNL-5966E, August 2012; Eqn. 2 and Table 1] | CR 3 | 2000s | 2500-3499 | 3+ | 4.9176 | 5 | 0 | 0 | 0 | 0 | 0 | 0 | 0 | 1 | 0 | 0 | 0 | 0
CR03 | 2000s | 3500-4499 | 1 | 0 | 0 | 0 | 0 | 0 | 0 | 0 | 0 | 1 | 0 | 0 | 0 | 100% | Chan et al. [LBNL-5966E, August 2012; Eqn. 2 and Table 1] | CR 3 | 2000s | 3500-4499 | 1 | 4.125 | 4 | 0 | 0 | 0 | 0 | 0 | 0 | 0 | 0 | 1 | 0 | 0 | 0
CR03 | 2000s | 3500-4499 | 2 | 0 | 0 | 0 | 0 | 0 | 0 | 0 | 0 | 1 | 0 | 0 | 0 | 100% | Chan et al. [LBNL-5966E, August 2012; Eqn. 2 and Table 1] | CR 3 | 2000s | 3500-4499 | 2 | 3.9164 | 4 | 0 | 0 | 0 | 0 | 0 | 0 | 0 | 0 | 1 | 0 | 0 | 0
CR03 | 2000s | 3500-4499 | 3+ | 0 | 0 | 0 | 0 | 0 | 0 | 0 | 0 | 1 | 0 | 0 | 0 | 100% | Chan et al. [LBNL-5966E, August 2012; Eqn. 2 and Table 1] | CR 3 | 2000s | 3500-4499 | 3+ | 4.0535 | 4 | 0 | 0 | 0 | 0 | 0 | 0 | 0 | 0 | 1 | 0 | 0 | 0
CR03 | 2000s | 4500+ | 1 | 0 | 0 | 0 | 0 | 0 | 0 | 0 | 0 | 0 | 1 | 0 | 0 | 100% | Chan et al. [LBNL-5966E, August 2012; Eqn. 2 and Table 1] | CR 3 | 2000s | 4500+ | 1 | 3.4002 | 3 | 0 | 0 | 0 | 0 | 0 | 0 | 0 | 0 | 0 | 1 | 0 | 0
CR03 | 2000s | 4500+ | 2 | 0 | 0 | 0 | 0 | 0 | 0 | 0 | 0 | 0 | 1 | 0 | 0 | 100% | Chan et al. [LBNL-5966E, August 2012; Eqn. 2 and Table 1] | CR 3 | 2000s | 4500+ | 2 | 3.2283 | 3 | 0 | 0 | 0 | 0 | 0 | 0 | 0 | 0 | 0 | 1 | 0 | 0
CR03 | 2000s | 4500+ | 3+ | 0 | 0 | 0 | 0 | 0 | 0 | 0 | 0 | 0 | 1 | 0 | 0 | 100% | Chan et al. [LBNL-5966E, August 2012; Eqn. 2 and Table 1] | CR 3 | 2000s | 4500+ | 3+ | 3.3413 | 3 | 0 | 0 | 0 | 0 | 0 | 0 | 0 | 0 | 0 | 1 | 0 | 0
CR04 | pre-1950 | 0-1499 | 1 | 0 | 0 | 1 | 0 | 0 | 0 | 0 | 0 | 0 | 0 | 0 | 0 | 100% | Chan et al. [LBNL-5966E, August 2012; Eqn. 2 and Table 1] | CR 4 | < 1950s | 0-1499 | 1 | 16.5231 | 15 | 0 | 0 | 1 | 0 | 0 | 0 | 0 | 0 | 0 | 0 | 0 | 0
CR04 | pre-1950 | 0-1499 | 2 | 0 | 0 | 1 | 0 | 0 | 0 | 0 | 0 | 0 | 0 | 0 | 0 | 100% | Chan et al. [LBNL-5966E, August 2012; Eqn. 2 and Table 1] | CR 4 | < 1950s | 0-1499 | 2 | 15.6876 | 15 | 0 | 0 | 1 | 0 | 0 | 0 | 0 | 0 | 0 | 0 | 0 | 0
CR04 | pre-1950 | 0-1499 | 3+ | 0 | 0 | 1 | 0 | 0 | 0 | 0 | 0 | 0 | 0 | 0 | 0 | 100% | Chan et al. [LBNL-5966E, August 2012; Eqn. 2 and Table 1] | CR 4 | < 1950s | 0-1499 | 3+ | 16.2369 | 15 | 0 | 0 | 1 | 0 | 0 | 0 | 0 | 0 | 0 | 0 | 0 | 0
CR04 | pre-1950 | 1500-2499 | 1 | 0 | 0 | 1 | 0 | 0 | 0 | 0 | 0 | 0 | 0 | 0 | 0 | 100% | Chan et al. [LBNL-5966E, August 2012; Eqn. 2 and Table 1] | CR 4 | < 1950s | 1500-2499 | 1 | 13.6198 | 15 | 0 | 0 | 1 | 0 | 0 | 0 | 0 | 0 | 0 | 0 | 0 | 0
CR04 | pre-1950 | 1500-2499 | 2 | 0 | 0 | 1 | 0 | 0 | 0 | 0 | 0 | 0 | 0 | 0 | 0 | 100% | Chan et al. [LBNL-5966E, August 2012; Eqn. 2 and Table 1] | CR 4 | < 1950s | 1500-2499 | 2 | 12.9311 | 15 | 0 | 0 | 1 | 0 | 0 | 0 | 0 | 0 | 0 | 0 | 0 | 0
CR04 | pre-1950 | 1500-2499 | 3+ | 0 | 0 | 1 | 0 | 0 | 0 | 0 | 0 | 0 | 0 | 0 | 0 | 100% | Chan et al. [LBNL-5966E, August 2012; Eqn. 2 and Table 1] | CR 4 | < 1950s | 1500-2499 | 3+ | 13.384 | 15 | 0 | 0 | 1 | 0 | 0 | 0 | 0 | 0 | 0 | 0 | 0 | 0
CR04 | pre-1950 | 2500-3499 | 1 | 0 | 0 | 0 | 1 | 0 | 0 | 0 | 0 | 0 | 0 | 0 | 0 | 100% | Chan et al. [LBNL-5966E, August 2012; Eqn. 2 and Table 1] | CR 4 | < 1950s | 2500-3499 | 1 | 11.2267 | 10 | 0 | 0 | 0 | 1 | 0 | 0 | 0 | 0 | 0 | 0 | 0 | 0
CR04 | pre-1950 | 2500-3499 | 2 | 0 | 0 | 0 | 1 | 0 | 0 | 0 | 0 | 0 | 0 | 0 | 0 | 100% | Chan et al. [LBNL-5966E, August 2012; Eqn. 2 and Table 1] | CR 4 | < 1950s | 2500-3499 | 2 | 10.659 | 10 | 0 | 0 | 0 | 1 | 0 | 0 | 0 | 0 | 0 | 0 | 0 | 0
CR04 | pre-1950 | 2500-3499 | 3+ | 0 | 0 | 0 | 1 | 0 | 0 | 0 | 0 | 0 | 0 | 0 | 0 | 100% | Chan et al. [LBNL-5966E, August 2012; Eqn. 2 and Table 1] | CR 4 | < 1950s | 2500-3499 | 3+ | 11.0323 | 10 | 0 | 0 | 0 | 1 | 0 | 0 | 0 | 0 | 0 | 0 | 0 | 0
CR04 | pre-1950 | 3500-4499 | 1 | 0 | 0 | 0 | 1 | 0 | 0 | 0 | 0 | 0 | 0 | 0 | 0 | 100% | Chan et al. [LBNL-5966E, August 2012; Eqn. 2 and Table 1] | CR 4 | < 1950s | 3500-4499 | 1 | 9.2541 | 10 | 0 | 0 | 0 | 1 | 0 | 0 | 0 | 0 | 0 | 0 | 0 | 0
CR04 | pre-1950 | 3500-4499 | 2 | 0 | 0 | 0 | 0 | 1 | 0 | 0 | 0 | 0 | 0 | 0 | 0 | 100% | Chan et al. [LBNL-5966E, August 2012; Eqn. 2 and Table 1] | CR 4 | < 1950s | 3500-4499 | 2 | 8.7861 | 8 | 0 | 0 | 0 | 0 | 1 | 0 | 0 | 0 | 0 | 0 | 0 | 0
CR04 | pre-1950 | 3500-4499 | 3+ | 0 | 0 | 0 | 1 | 0 | 0 | 0 | 0 | 0 | 0 | 0 | 0 | 100% | Chan et al. [LBNL-5966E, August 2012; Eqn. 2 and Table 1] | CR 4 | < 1950s | 3500-4499 | 3+ | 9.0938 | 10 | 0 | 0 | 0 | 1 | 0 | 0 | 0 | 0 | 0 | 0 | 0 | 0
CR04 | pre-1950 | 4500+ | 1 | 0 | 0 | 0 | 0 | 1 | 0 | 0 | 0 | 0 | 0 | 0 | 0 | 100% | Chan et al. [LBNL-5966E, August 2012; Eqn. 2 and Table 1] | CR 4 | < 1950s | 4500+ | 1 | 7.628 | 8 | 0 | 0 | 0 | 0 | 1 | 0 | 0 | 0 | 0 | 0 | 0 | 0
CR04 | pre-1950 | 4500+ | 2 | 0 | 0 | 0 | 0 | 0 | 1 | 0 | 0 | 0 | 0 | 0 | 0 | 100% | Chan et al. [LBNL-5966E, August 2012; Eqn. 2 and Table 1] | CR 4 | < 1950s | 4500+ | 2 | 7.2423 | 7 | 0 | 0 | 0 | 0 | 0 | 1 | 0 | 0 | 0 | 0 | 0 | 0
CR04 | pre-1950 | 4500+ | 3+ | 0 | 0 | 0 | 0 | 0 | 1 | 0 | 0 | 0 | 0 | 0 | 0 | 100% | Chan et al. [LBNL-5966E, August 2012; Eqn. 2 and Table 1] | CR 4 | < 1950s | 4500+ | 3+ | 7.4959 | 7 | 0 | 0 | 0 | 0 | 0 | 1 | 0 | 0 | 0 | 0 | 0 | 0
CR04 | 1950s | 0-1499 | 1 | 0 | 0 | 1 | 0 | 0 | 0 | 0 | 0 | 0 | 0 | 0 | 0 | 100% | Chan et al. [LBNL-5966E, August 2012; Eqn. 2 and Table 1] | CR 4 | 1950s | 0-1499 | 1 | 16.5231 | 15 | 0 | 0 | 1 | 0 | 0 | 0 | 0 | 0 | 0 | 0 | 0 | 0
CR04 | 1950s | 0-1499 | 2 | 0 | 0 | 1 | 0 | 0 | 0 | 0 | 0 | 0 | 0 | 0 | 0 | 100% | Chan et al. [LBNL-5966E, August 2012; Eqn. 2 and Table 1] | CR 4 | 1950s | 0-1499 | 2 | 15.6876 | 15 | 0 | 0 | 1 | 0 | 0 | 0 | 0 | 0 | 0 | 0 | 0 | 0
CR04 | 1950s | 0-1499 | 3+ | 0 | 0 | 1 | 0 | 0 | 0 | 0 | 0 | 0 | 0 | 0 | 0 | 100% | Chan et al. [LBNL-5966E, August 2012; Eqn. 2 and Table 1] | CR 4 | 1950s | 0-1499 | 3+ | 16.2369 | 15 | 0 | 0 | 1 | 0 | 0 | 0 | 0 | 0 | 0 | 0 | 0 | 0
CR04 | 1950s | 1500-2499 | 1 | 0 | 0 | 1 | 0 | 0 | 0 | 0 | 0 | 0 | 0 | 0 | 0 | 100% | Chan et al. [LBNL-5966E, August 2012; Eqn. 2 and Table 1] | CR 4 | 1950s | 1500-2499 | 1 | 13.6198 | 15 | 0 | 0 | 1 | 0 | 0 | 0 | 0 | 0 | 0 | 0 | 0 | 0
CR04 | 1950s | 1500-2499 | 2 | 0 | 0 | 1 | 0 | 0 | 0 | 0 | 0 | 0 | 0 | 0 | 0 | 100% | Chan et al. [LBNL-5966E, August 2012; Eqn. 2 and Table 1] | CR 4 | 1950s | 1500-2499 | 2 | 12.9311 | 15 | 0 | 0 | 1 | 0 | 0 | 0 | 0 | 0 | 0 | 0 | 0 | 0
CR04 | 1950s | 1500-2499 | 3+ | 0 | 0 | 1 | 0 | 0 | 0 | 0 | 0 | 0 | 0 | 0 | 0 | 100% | Chan et al. [LBNL-5966E, August 2012; Eqn. 2 and Table 1] | CR 4 | 1950s | 1500-2499 | 3+ | 13.384 | 15 | 0 | 0 | 1 | 0 | 0 | 0 | 0 | 0 | 0 | 0 | 0 | 0
CR04 | 1950s | 2500-3499 | 1 | 0 | 0 | 0 | 1 | 0 | 0 | 0 | 0 | 0 | 0 | 0 | 0 | 100% | Chan et al. [LBNL-5966E, August 2012; Eqn. 2 and Table 1] | CR 4 | 1950s | 2500-3499 | 1 | 11.2267 | 10 | 0 | 0 | 0 | 1 | 0 | 0 | 0 | 0 | 0 | 0 | 0 | 0
CR04 | 1950s | 2500-3499 | 2 | 0 | 0 | 0 | 1 | 0 | 0 | 0 | 0 | 0 | 0 | 0 | 0 | 100% | Chan et al. [LBNL-5966E, August 2012; Eqn. 2 and Table 1] | CR 4 | 1950s | 2500-3499 | 2 | 10.659 | 10 | 0 | 0 | 0 | 1 | 0 | 0 | 0 | 0 | 0 | 0 | 0 | 0
CR04 | 1950s | 2500-3499 | 3+ | 0 | 0 | 0 | 1 | 0 | 0 | 0 | 0 | 0 | 0 | 0 | 0 | 100% | Chan et al. [LBNL-5966E, August 2012; Eqn. 2 and Table 1] | CR 4 | 1950s | 2500-3499 | 3+ | 11.0323 | 10 | 0 | 0 | 0 | 1 | 0 | 0 | 0 | 0 | 0 | 0 | 0 | 0
CR04 | 1950s | 3500-4499 | 1 | 0 | 0 | 0 | 1 | 0 | 0 | 0 | 0 | 0 | 0 | 0 | 0 | 100% | Chan et al. [LBNL-5966E, August 2012; Eqn. 2 and Table 1] | CR 4 | 1950s | 3500-4499 | 1 | 9.2541 | 10 | 0 | 0 | 0 | 1 | 0 | 0 | 0 | 0 | 0 | 0 | 0 | 0
CR04 | 1950s | 3500-4499 | 2 | 0 | 0 | 0 | 0 | 1 | 0 | 0 | 0 | 0 | 0 | 0 | 0 | 100% | Chan et al. [LBNL-5966E, August 2012; Eqn. 2 and Table 1] | CR 4 | 1950s | 3500-4499 | 2 | 8.7861 | 8 | 0 | 0 | 0 | 0 | 1 | 0 | 0 | 0 | 0 | 0 | 0 | 0
CR04 | 1950s | 3500-4499 | 3+ | 0 | 0 | 0 | 1 | 0 | 0 | 0 | 0 | 0 | 0 | 0 | 0 | 100% | Chan et al. [LBNL-5966E, August 2012; Eqn. 2 and Table 1] | CR 4 | 1950s | 3500-4499 | 3+ | 9.0938 | 10 | 0 | 0 | 0 | 1 | 0 | 0 | 0 | 0 | 0 | 0 | 0 | 0
CR04 | 1950s | 4500+ | 1 | 0 | 0 | 0 | 0 | 1 | 0 | 0 | 0 | 0 | 0 | 0 | 0 | 100% | Chan et al. [LBNL-5966E, August 2012; Eqn. 2 and Table 1] | CR 4 | 1950s | 4500+ | 1 | 7.628 | 8 | 0 | 0 | 0 | 0 | 1 | 0 | 0 | 0 | 0 | 0 | 0 | 0
CR04 | 1950s | 4500+ | 2 | 0 | 0 | 0 | 0 | 0 | 1 | 0 | 0 | 0 | 0 | 0 | 0 | 100% | Chan et al. [LBNL-5966E, August 2012; Eqn. 2 and Table 1] | CR 4 | 1950s | 4500+ | 2 | 7.2423 | 7 | 0 | 0 | 0 | 0 | 0 | 1 | 0 | 0 | 0 | 0 | 0 | 0
CR04 | 1950s | 4500+ | 3+ | 0 | 0 | 0 | 0 | 0 | 1 | 0 | 0 | 0 | 0 | 0 | 0 | 100% | Chan et al. [LBNL-5966E, August 2012; Eqn. 2 and Table 1] | CR 4 | 1950s | 4500+ | 3+ | 7.4959 | 7 | 0 | 0 | 0 | 0 | 0 | 1 | 0 | 0 | 0 | 0 | 0 | 0
CR04 | 1960s | 1500-2499 | 1 | 0 | 0 | 1 | 0 | 0 | 0 | 0 | 0 | 0 | 0 | 0 | 0 | 100% | Chan et al. [LBNL-5966E, August 2012; Eqn. 2 and Table 1] | CR 4 | 1960s | 0-499 | 1 | 15.1557 | 15 | 0 | 0 | 1 | 0 | 0 | 0 | 0 | 0 | 0 | 0 | 0 | 0
CR04 | 1960s | 0-1499 | 2 | 0 | 0 | 1 | 0 | 0 | 0 | 0 | 0 | 0 | 0 | 0 | 0 | 100% | Chan et al. [LBNL-5966E, August 2012; Eqn. 2 and Table 1] | CR 4 | 1960s | 0-1499 | 2 | 13.0641 | 15 | 0 | 0 | 1 | 0 | 0 | 0 | 0 | 0 | 0 | 0 | 0 | 0
CR04 | 1960s | 0-1499 | 3+ | 0 | 0 | 1 | 0 | 0 | 0 | 0 | 0 | 0 | 0 | 0 | 0 | 100% | Chan et al. [LBNL-5966E, August 2012; Eqn. 2 and Table 1] | CR 4 | 1960s | 0-1499 | 3+ | 13.5216 | 15 | 0 | 0 | 1 | 0 | 0 | 0 | 0 | 0 | 0 | 0 | 0 | 0
CR04 | 1960s | 1500-2499 | 2 | 0 | 0 | 0 | 1 | 0 | 0 | 0 | 0 | 0 | 0 | 0 | 0 | 100% | Chan et al. [LBNL-5966E, August 2012; Eqn. 2 and Table 1] | CR 4 | 1960s | 1500-2499 | 1 | 11.3421 | 10 | 0 | 0 | 0 | 1 | 0 | 0 | 0 | 0 | 0 | 0 | 0 | 0
CR04 | 1960s | 1500-2499 | 3+ | 0 | 0 | 0 | 1 | 0 | 0 | 0 | 0 | 0 | 0 | 0 | 0 | 100% | Chan et al. [LBNL-5966E, August 2012; Eqn. 2 and Table 1] | CR 4 | 1960s | 1500-2499 | 2 | 10.7686 | 10 | 0 | 0 | 0 | 1 | 0 | 0 | 0 | 0 | 0 | 0 | 0 | 0
CR04 | 1960s | 2500-3499 | 1 | 0 | 0 | 0 | 1 | 0 | 0 | 0 | 0 | 0 | 0 | 0 | 0 | 100% | Chan et al. [LBNL-5966E, August 2012; Eqn. 2 and Table 1] | CR 4 | 1960s | 1500-2499 | 3+ | 11.1457 | 10 | 0 | 0 | 0 | 1 | 0 | 0 | 0 | 0 | 0 | 0 | 0 | 0
CR04 | 1960s | 2500-3499 | 2 | 0 | 0 | 0 | 1 | 0 | 0 | 0 | 0 | 0 | 0 | 0 | 0 | 100% | Chan et al. [LBNL-5966E, August 2012; Eqn. 2 and Table 1] | CR 4 | 1960s | 2500-3499 | 1 | 9.3492 | 10 | 0 | 0 | 0 | 1 | 0 | 0 | 0 | 0 | 0 | 0 | 0 | 0
CR04 | 1960s | 2500-3499 | 3+ | 0 | 0 | 0 | 0 | 1 | 0 | 0 | 0 | 0 | 0 | 0 | 0 | 100% | Chan et al. [LBNL-5966E, August 2012; Eqn. 2 and Table 1] | CR 4 | 1960s | 2500-3499 | 2 | 8.8765 | 8 | 0 | 0 | 0 | 0 | 1 | 0 | 0 | 0 | 0 | 0 | 0 | 0
CR04 | 1960s | 3500-4499 | 1 | 0 | 0 | 0 | 1 | 0 | 0 | 0 | 0 | 0 | 0 | 0 | 0 | 100% | Chan et al. [LBNL-5966E, August 2012; Eqn. 2 and Table 1] | CR 4 | 1960s | 2500-3499 | 3+ | 9.1873 | 10 | 0 | 0 | 0 | 1 | 0 | 0 | 0 | 0 | 0 | 0 | 0 | 0
CR04 | 1960s | 3500-4499 | 2 | 0 | 0 | 0 | 0 | 1 | 0 | 0 | 0 | 0 | 0 | 0 | 0 | 100% | Chan et al. [LBNL-5966E, August 2012; Eqn. 2 and Table 1] | CR 4 | 1960s | 3500-4499 | 1 | 7.7065 | 8 | 0 | 0 | 0 | 0 | 1 | 0 | 0 | 0 | 0 | 0 | 0 | 0
CR04 | 1960s | 3500-4499 | 3+ | 0 | 0 | 0 | 0 | 0 | 1 | 0 | 0 | 0 | 0 | 0 | 0 | 100% | Chan et al. [LBNL-5966E, August 2012; Eqn. 2 and Table 1] | CR 4 | 1960s | 3500-4499 | 2 | 7.3168 | 7 | 0 | 0 | 0 | 0 | 0 | 1 | 0 | 0 | 0 | 0 | 0 | 0
CR04 | 1960s | 4500+ | 1 | 0 | 0 | 0 | 0 | 1 | 0 | 0 | 0 | 0 | 0 | 0 | 0 | 100% | Chan et al. [LBNL-5966E, August 2012; Eqn. 2 and Table 1] | CR 4 | 1960s | 3500-4499 | 3+ | 7.573 | 8 | 0 | 0 | 0 | 0 | 1 | 0 | 0 | 0 | 0 | 0 | 0 | 0
CR04 | 1960s | 4500+ | 2 | 0 | 0 | 0 | 0 | 0 | 0 | 1 | 0 | 0 | 0 | 0 | 0 | 100% | Chan et al. [LBNL-5966E, August 2012; Eqn. 2 and Table 1] | CR 4 | 1960s | 4500+ | 1 | 6.3524 | 6 | 0 | 0 | 0 | 0 | 0 | 0 | 1 | 0 | 0 | 0 | 0 | 0
CR04 | 1960s | 4500+ | 3+ | 0 | 0 | 0 | 0 | 0 | 0 | 1 | 0 | 0 | 0 | 0 | 0 | 100% | Chan et al. [LBNL-5966E, August 2012; Eqn. 2 and Table 1] | CR 4 | 1960s | 4500+ | 2 | 6.0312 | 6 | 0 | 0 | 0 | 0 | 0 | 0 | 1 | 0 | 0 | 0 | 0 | 0
CR04 | 1960s | 0-1499 | 1 | 0 | 0 | 0 | 0 | 0 | 0 | 1 | 0 | 0 | 0 | 0 | 0 | 100% | Chan et al. [LBNL-5966E, August 2012; Eqn. 2 and Table 1] | CR 4 | 1960s | 4500+ | 3+ | 6.2424 | 6 | 0 | 0 | 0 | 0 | 0 | 0 | 1 | 0 | 0 | 0 | 0 | 0
CR04 | 1970s | 0-1499 | 1 | 0 | 0 | 1 | 0 | 0 | 0 | 0 | 0 | 0 | 0 | 0 | 0 | 100% | Chan et al. [LBNL-5966E, August 2012; Eqn. 2 and Table 1] | CR 4 | 1970s | 0-1499 | 1 | 13.5009 | 15 | 0 | 0 | 1 | 0 | 0 | 0 | 0 | 0 | 0 | 0 | 0 | 0
CR04 | 1970s | 0-1499 | 2 | 0 | 0 | 1 | 0 | 0 | 0 | 0 | 0 | 0 | 0 | 0 | 0 | 100% | Chan et al. [LBNL-5966E, August 2012; Eqn. 2 and Table 1] | CR 4 | 1970s | 0-1499 | 2 | 12.8183 | 15 | 0 | 0 | 1 | 0 | 0 | 0 | 0 | 0 | 0 | 0 | 0 | 0
CR04 | 1970s | 0-1499 | 3+ | 0 | 0 | 1 | 0 | 0 | 0 | 0 | 0 | 0 | 0 | 0 | 0 | 100% | Chan et al. [LBNL-5966E, August 2012; Eqn. 2 and Table 1] | CR 4 | 1970s | 0-1499 | 3+ | 13.2671 | 15 | 0 | 0 | 1 | 0 | 0 | 0 | 0 | 0 | 0 | 0 | 0 | 0
CR04 | 1970s | 1500-2499 | 1 | 0 | 0 | 0 | 1 | 0 | 0 | 0 | 0 | 0 | 0 | 0 | 0 | 100% | Chan et al. [LBNL-5966E, August 2012; Eqn. 2 and Table 1] | CR 4 | 1970s | 1500-2499 | 1 | 11.1287 | 10 | 0 | 0 | 0 | 1 | 0 | 0 | 0 | 0 | 0 | 0 | 0 | 0
CR04 | 1970s | 1500-2499 | 2 | 0 | 0 | 0 | 1 | 0 | 0 | 0 | 0 | 0 | 0 | 0 | 0 | 100% | Chan et al. [LBNL-5966E, August 2012; Eqn. 2 and Table 1] | CR 4 | 1970s | 1500-2499 | 2 | 10.566 | 10 | 0 | 0 | 0 | 1 | 0 | 0 | 0 | 0 | 0 | 0 | 0 | 0
CR04 | 1970s | 1500-2499 | 3+ | 0 | 0 | 0 | 1 | 0 | 0 | 0 | 0 | 0 | 0 | 0 | 0 | 100% | Chan et al. [LBNL-5966E, August 2012; Eqn. 2 and Table 1] | CR 4 | 1970s | 1500-2499 | 3+ | 10.936 | 10 | 0 | 0 | 0 | 1 | 0 | 0 | 0 | 0 | 0 | 0 | 0 | 0
CR04 | 1970s | 2500-3499 | 1 | 0 | 0 | 0 | 1 | 0 | 0 | 0 | 0 | 0 | 0 | 0 | 0 | 100% | Chan et al. [LBNL-5966E, August 2012; Eqn. 2 and Table 1] | CR 4 | 1970s | 2500-3499 | 1 | 9.1733 | 10 | 0 | 0 | 0 | 1 | 0 | 0 | 0 | 0 | 0 | 0 | 0 | 0
CR04 | 1970s | 2500-3499 | 2 | 0 | 0 | 0 | 0 | 1 | 0 | 0 | 0 | 0 | 0 | 0 | 0 | 100% | Chan et al. [LBNL-5966E, August 2012; Eqn. 2 and Table 1] | CR 4 | 1970s | 2500-3499 | 2 | 8.7094 | 8 | 0 | 0 | 0 | 0 | 1 | 0 | 0 | 0 | 0 | 0 | 0 | 0
CR04 | 1970s | 2500-3499 | 3+ | 0 | 0 | 0 | 1 | 0 | 0 | 0 | 0 | 0 | 0 | 0 | 0 | 100% | Chan et al. [LBNL-5966E, August 2012; Eqn. 2 and Table 1] | CR 4 | 1970s | 2500-3499 | 3+ | 9.0144 | 10 | 0 | 0 | 0 | 1 | 0 | 0 | 0 | 0 | 0 | 0 | 0 | 0
CR04 | 1970s | 3500-4499 | 1 | 0 | 0 | 0 | 0 | 1 | 0 | 0 | 0 | 0 | 0 | 0 | 0 | 100% | Chan et al. [LBNL-5966E, August 2012; Eqn. 2 and Table 1] | CR 4 | 1970s | 3500-4499 | 1 | 7.5614 | 8 | 0 | 0 | 0 | 0 | 1 | 0 | 0 | 0 | 0 | 0 | 0 | 0
CR04 | 1970s | 3500-4499 | 2 | 0 | 0 | 0 | 0 | 0 | 1 | 0 | 0 | 0 | 0 | 0 | 0 | 100% | Chan et al. [LBNL-5966E, August 2012; Eqn. 2 and Table 1] | CR 4 | 1970s | 3500-4499 | 2 | 7.1791 | 7 | 0 | 0 | 0 | 0 | 0 | 1 | 0 | 0 | 0 | 0 | 0 | 0
CR04 | 1970s | 3500-4499 | 3+ | 0 | 0 | 0 | 0 | 0 | 1 | 0 | 0 | 0 | 0 | 0 | 0 | 100% | Chan et al. [LBNL-5966E, August 2012; Eqn. 2 and Table 1] | CR 4 | 1970s | 3500-4499 | 3+ | 7.4305 | 7 | 0 | 0 | 0 | 0 | 0 | 1 | 0 | 0 | 0 | 0 | 0 | 0
CR04 | 1970s | 4500+ | 1 | 0 | 0 | 0 | 0 | 0 | 0 | 1 | 0 | 0 | 0 | 0 | 0 | 100% | Chan et al. [LBNL-5966E, August 2012; Eqn. 2 and Table 1] | CR 4 | 1970s | 4500+ | 1 | 6.2328 | 6 | 0 | 0 | 0 | 0 | 0 | 0 | 1 | 0 | 0 | 0 | 0 | 0
CR04 | 1970s | 4500+ | 2 | 0 | 0 | 0 | 0 | 0 | 0 | 1 | 0 | 0 | 0 | 0 | 0 | 100% | Chan et al. [LBNL-5966E, August 2012; Eqn. 2 and Table 1] | CR 4 | 1970s | 4500+ | 2 | 5.9177 | 6 | 0 | 0 | 0 | 0 | 0 | 0 | 1 | 0 | 0 | 0 | 0 | 0
CR04 | 1970s | 4500+ | 3+ | 0 | 0 | 0 | 0 | 0 | 0 | 1 | 0 | 0 | 0 | 0 | 0 | 100% | Chan et al. [LBNL-5966E, August 2012; Eqn. 2 and Table 1] | CR 4 | 1970s | 4500+ | 3+ | 6.1249 | 6 | 0 | 0 | 0 | 0 | 0 | 0 | 1 | 0 | 0 | 0 | 0 | 0
CR04 | 1980s | 0-1499 | 1 | 0 | 0 | 0 | 1 | 0 | 0 | 0 | 0 | 0 | 0 | 0 | 0 | 100% | Chan et al. [LBNL-5966E, August 2012; Eqn. 2 and Table 1] | CR 4 | 1980s | 0-1499 | 1 | 11.0315 | 10 | 0 | 0 | 0 | 1 | 0 | 0 | 0 | 0 | 0 | 0 | 0 | 0
CR04 | 1980s | 0-1499 | 2 | 0 | 0 | 0 | 1 | 0 | 0 | 0 | 0 | 0 | 0 | 0 | 0 | 100% | Chan et al. [LBNL-5966E, August 2012; Eqn. 2 and Table 1] | CR 4 | 1980s | 0-1499 | 2 | 10.4737 | 10 | 0 | 0 | 0 | 1 | 0 | 0 | 0 | 0 | 0 | 0 | 0 | 0
CR04 | 1980s | 0-1499 | 3+ | 0 | 0 | 0 | 1 | 0 | 0 | 0 | 0 | 0 | 0 | 0 | 0 | 100% | Chan et al. [LBNL-5966E, August 2012; Eqn. 2 and Table 1] | CR 4 | 1980s | 0-1499 | 3+ | 10.8405 | 10 | 0 | 0 | 0 | 1 | 0 | 0 | 0 | 0 | 0 | 0 | 0 | 0
CR04 | 1980s | 1500-2499 | 1 | 0 | 0 | 0 | 1 | 0 | 0 | 0 | 0 | 0 | 0 | 0 | 0 | 100% | Chan et al. [LBNL-5966E, August 2012; Eqn. 2 and Table 1] | CR 4 | 1980s | 1500-2499 | 1 | 9.0932 | 10 | 0 | 0 | 0 | 1 | 0 | 0 | 0 | 0 | 0 | 0 | 0 | 0
CR04 | 1980s | 1500-2499 | 2 | 0 | 0 | 0 | 0 | 1 | 0 | 0 | 0 | 0 | 0 | 0 | 0 | 100% | Chan et al. [LBNL-5966E, August 2012; Eqn. 2 and Table 1] | CR 4 | 1980s | 1500-2499 | 2 | 8.6334 | 8 | 0 | 0 | 0 | 0 | 1 | 0 | 0 | 0 | 0 | 0 | 0 | 0
CR04 | 1980s | 1500-2499 | 3+ | 0 | 0 | 0 | 0 | 1 | 0 | 0 | 0 | 0 | 0 | 0 | 0 | 100% | Chan et al. [LBNL-5966E, August 2012; Eqn. 2 and Table 1] | CR 4 | 1980s | 1500-2499 | 3+ | 8.9357 | 8 | 0 | 0 | 0 | 0 | 1 | 0 | 0 | 0 | 0 | 0 | 0 | 0
CR04 | 1980s | 2500-3499 | 1 | 0 | 0 | 0 | 0 | 0 | 1 | 0 | 0 | 0 | 0 | 0 | 0 | 100% | Chan et al. [LBNL-5966E, August 2012; Eqn. 2 and Table 1] | CR 4 | 1980s | 2500-3499 | 1 | 7.4954 | 7 | 0 | 0 | 0 | 0 | 0 | 1 | 0 | 0 | 0 | 0 | 0 | 0
CR04 | 1980s | 2500-3499 | 2 | 0 | 0 | 0 | 0 | 0 | 1 | 0 | 0 | 0 | 0 | 0 | 0 | 100% | Chan et al. [LBNL-5966E, August 2012; Eqn. 2 and Table 1] | CR 4 | 1980s | 2500-3499 | 2 | 7.1164 | 7 | 0 | 0 | 0 | 0 | 0 | 1 | 0 | 0 | 0 | 0 | 0 | 0
CR04 | 1980s | 2500-3499 | 3+ | 0 | 0 | 0 | 0 | 0 | 1 | 0 | 0 | 0 | 0 | 0 | 0 | 100% | Chan et al. [LBNL-5966E, August 2012; Eqn. 2 and Table 1] | CR 4 | 1980s | 2500-3499 | 3+ | 7.3656 | 7 | 0 | 0 | 0 | 0 | 0 | 1 | 0 | 0 | 0 | 0 | 0 | 0
CR04 | 1980s | 3500-4499 | 1 | 0 | 0 | 0 | 0 | 0 | 0 | 1 | 0 | 0 | 0 | 0 | 0 | 100% | Chan et al. [LBNL-5966E, August 2012; Eqn. 2 and Table 1] | CR 4 | 1980s | 3500-4499 | 1 | 6.1784 | 6 | 0 | 0 | 0 | 0 | 0 | 0 | 1 | 0 | 0 | 0 | 0 | 0
CR04 | 1980s | 3500-4499 | 2 | 0 | 0 | 0 | 0 | 0 | 0 | 1 | 0 | 0 | 0 | 0 | 0 | 100% | Chan et al. [LBNL-5966E, August 2012; Eqn. 2 and Table 1] | CR 4 | 1980s | 3500-4499 | 2 | 5.866 | 6 | 0 | 0 | 0 | 0 | 0 | 0 | 1 | 0 | 0 | 0 | 0 | 0
CR04 | 1980s | 3500-4499 | 3+ | 0 | 0 | 0 | 0 | 0 | 0 | 1 | 0 | 0 | 0 | 0 | 0 | 100% | Chan et al. [LBNL-5966E, August 2012; Eqn. 2 and Table 1] | CR 4 | 1980s | 3500-4499 | 3+ | 6.0714 | 6 | 0 | 0 | 0 | 0 | 0 | 0 | 1 | 0 | 0 | 0 | 0 | 0
CR04 | 1980s | 4500+ | 1 | 0 | 0 | 0 | 0 | 0 | 0 | 0 | 1 | 0 | 0 | 0 | 0 | 100% | Chan et al. [LBNL-5966E, August 2012; Eqn. 2 and Table 1] | CR 4 | 1980s | 4500+ | 1 | 5.0928 | 5 | 0 | 0 | 0 | 0 | 0 | 0 | 0 | 1 | 0 | 0 | 0 | 0
CR04 | 1980s | 4500+ | 2 | 0 | 0 | 0 | 0 | 0 | 0 | 0 | 1 | 0 | 0 | 0 | 0 | 100% | Chan et al. [LBNL-5966E, August 2012; Eqn. 2 and Table 1] | CR 4 | 1980s | 4500+ | 2 | 4.8353 | 5 | 0 | 0 | 0 | 0 | 0 | 0 | 0 | 1 | 0 | 0 | 0 | 0
CR04 | 1980s | 4500+ | 3+ | 0 | 0 | 0 | 0 | 0 | 0 | 0 | 1 | 0 | 0 | 0 | 0 | 100% | Chan et al. [LBNL-5966E, August 2012; Eqn. 2 and Table 1] | CR 4 | 1980s | 4500+ | 3+ | 5.0046 | 5 | 0 | 0 | 0 | 0 | 0 | 0 | 0 | 1 | 0 | 0 | 0 | 0
CR04 | 1990s | 0-1499 | 1 | 0 | 0 | 0 | 0 | 1 | 0 | 0 | 0 | 0 | 0 | 0 | 0 | 100% | Chan et al. [LBNL-5966E, August 2012; Eqn. 2 and Table 1] | CR 4 | 1990s | 0-1499 | 1 | 8.4974 | 8 | 0 | 0 | 0 | 0 | 1 | 0 | 0 | 0 | 0 | 0 | 0 | 0
CR04 | 1990s | 0-1499 | 2 | 0 | 0 | 0 | 0 | 1 | 0 | 0 | 0 | 0 | 0 | 0 | 0 | 100% | Chan et al. [LBNL-5966E, August 2012; Eqn. 2 and Table 1] | CR 4 | 1990s | 0-1499 | 2 | 8.0677 | 8 | 0 | 0 | 0 | 0 | 1 | 0 | 0 | 0 | 0 | 0 | 0 | 0
CR04 | 1990s | 0-1499 | 3+ | 0 | 0 | 0 | 0 | 1 | 0 | 0 | 0 | 0 | 0 | 0 | 0 | 100% | Chan et al. [LBNL-5966E, August 2012; Eqn. 2 and Table 1] | CR 4 | 1990s | 0-1499 | 3+ | 8.3502 | 8 | 0 | 0 | 0 | 0 | 1 | 0 | 0 | 0 | 0 | 0 | 0 | 0
CR04 | 1990s | 1500-2499 | 1 | 0 | 0 | 0 | 0 | 0 | 1 | 0 | 0 | 0 | 0 | 0 | 0 | 100% | Chan et al. [LBNL-5966E, August 2012; Eqn. 2 and Table 1] | CR 4 | 1990s | 1500-2499 | 1 | 7.0043 | 7 | 0 | 0 | 0 | 0 | 0 | 1 | 0 | 0 | 0 | 0 | 0 | 0
CR04 | 1990s | 1500-2499 | 2 | 0 | 0 | 0 | 0 | 0 | 1 | 0 | 0 | 0 | 0 | 0 | 0 | 100% | Chan et al. [LBNL-5966E, August 2012; Eqn. 2 and Table 1] | CR 4 | 1990s | 1500-2499 | 2 | 6.6501 | 7 | 0 | 0 | 0 | 0 | 0 | 1 | 0 | 0 | 0 | 0 | 0 | 0
CR04 | 1990s | 1500-2499 | 3+ | 0 | 0 | 0 | 0 | 0 | 1 | 0 | 0 | 0 | 0 | 0 | 0 | 100% | Chan et al. [LBNL-5966E, August 2012; Eqn. 2 and Table 1] | CR 4 | 1990s | 1500-2499 | 3+ | 6.883 | 7 | 0 | 0 | 0 | 0 | 0 | 1 | 0 | 0 | 0 | 0 | 0 | 0
CR04 | 1990s | 2500-3499 | 1 | 0 | 0 | 0 | 0 | 0 | 0 | 1 | 0 | 0 | 0 | 0 | 0 | 100% | Chan et al. [LBNL-5966E, August 2012; Eqn. 2 and Table 1] | CR 4 | 1990s | 2500-3499 | 1 | 5.7736 | 6 | 0 | 0 | 0 | 0 | 0 | 0 | 1 | 0 | 0 | 0 | 0 | 0
CR04 | 1990s | 2500-3499 | 2 | 0 | 0 | 0 | 0 | 0 | 0 | 0 | 1 | 0 | 0 | 0 | 0 | 100% | Chan et al. [LBNL-5966E, August 2012; Eqn. 2 and Table 1] | CR 4 | 1990s | 2500-3499 | 2 | 5.4817 | 5 | 0 | 0 | 0 | 0 | 0 | 0 | 0 | 1 | 0 | 0 | 0 | 0
CR04 | 1990s | 2500-3499 | 3+ | 0 | 0 | 0 | 0 | 0 | 0 | 1 | 0 | 0 | 0 | 0 | 0 | 100% | Chan et al. [LBNL-5966E, August 2012; Eqn. 2 and Table 1] | CR 4 | 1990s | 2500-3499 | 3+ | 5.6736 | 6 | 0 | 0 | 0 | 0 | 0 | 0 | 1 | 0 | 0 | 0 | 0 | 0
CR04 | 1990s | 3500-4499 | 1 | 0 | 0 | 0 | 0 | 0 | 0 | 0 | 1 | 0 | 0 | 0 | 0 | 100% | Chan et al. [LBNL-5966E, August 2012; Eqn. 2 and Table 1] | CR 4 | 1990s | 3500-4499 | 1 | 4.7591 | 5 | 0 | 0 | 0 | 0 | 0 | 0 | 0 | 1 | 0 | 0 | 0 | 0
CR04 | 1990s | 3500-4499 | 2 | 0 | 0 | 0 | 0 | 0 | 0 | 0 | 1 | 0 | 0 | 0 | 0 | 100% | Chan et al. [LBNL-5966E, August 2012; Eqn. 2 and Table 1] | CR 4 | 1990s | 3500-4499 | 2 | 4.5185 | 5 | 0 | 0 | 0 | 0 | 0 | 0 | 0 | 1 | 0 | 0 | 0 | 0
CR04 | 1990s | 3500-4499 | 3+ | 0 | 0 | 0 | 0 | 0 | 0 | 0 | 1 | 0 | 0 | 0 | 0 | 100% | Chan et al. [LBNL-5966E, August 2012; Eqn. 2 and Table 1] | CR 4 | 1990s | 3500-4499 | 3+ | 4.6767 | 5 | 0 | 0 | 0 | 0 | 0 | 0 | 0 | 1 | 0 | 0 | 0 | 0
CR04 | 1990s | 4500+ | 1 | 0 | 0 | 0 | 0 | 0 | 0 | 0 | 0 | 1 | 0 | 0 | 0 | 100% | Chan et al. [LBNL-5966E, August 2012; Eqn. 2 and Table 1] | CR 4 | 1990s | 4500+ | 1 | 3.9229 | 4 | 0 | 0 | 0 | 0 | 0 | 0 | 0 | 0 | 1 | 0 | 0 | 0
CR04 | 1990s | 4500+ | 2 | 0 | 0 | 0 | 0 | 0 | 0 | 0 | 0 | 1 | 0 | 0 | 0 | 100% | Chan et al. [LBNL-5966E, August 2012; Eqn. 2 and Table 1] | CR 4 | 1990s | 4500+ | 2 | 3.7245 | 4 | 0 | 0 | 0 | 0 | 0 | 0 | 0 | 0 | 1 | 0 | 0 | 0
CR04 | 1990s | 4500+ | 3+ | 0 | 0 | 0 | 0 | 0 | 0 | 0 | 0 | 1 | 0 | 0 | 0 | 100% | Chan et al. [LBNL-5966E, August 2012; Eqn. 2 and Table 1] | CR 4 | 1990s | 4500+ | 3+ | 3.855 | 4 | 0 | 0 | 0 | 0 | 0 | 0 | 0 | 0 | 1 | 0 | 0 | 0
CR04 | 2000s | 0-1499 | 1 | 0 | 0 | 0 | 0 | 0 | 1 | 0 | 0 | 0 | 0 | 0 | 0 | 100% | Chan et al. [LBNL-5966E, August 2012; Eqn. 2 and Table 1] | CR 4 | 2000s | 0-1499 | 1 | 7.3651 | 7 | 0 | 0 | 0 | 0 | 0 | 1 | 0 | 0 | 0 | 0 | 0 | 0
CR04 | 2000s | 0-1499 | 2 | 0 | 0 | 0 | 0 | 0 | 1 | 0 | 0 | 0 | 0 | 0 | 0 | 100% | Chan et al. [LBNL-5966E, August 2012; Eqn. 2 and Table 1] | CR 4 | 2000s | 0-1499 | 2 | 6.9927 | 7 | 0 | 0 | 0 | 0 | 0 | 1 | 0 | 0 | 0 | 0 | 0 | 0
CR04 | 2000s | 0-1499 | 3+ | 0 | 0 | 0 | 0 | 0 | 1 | 0 | 0 | 0 | 0 | 0 | 0 | 100% | Chan et al. [LBNL-5966E, August 2012; Eqn. 2 and Table 1] | CR 4 | 2000s | 0-1499 | 3+ | 7.2376 | 7 | 0 | 0 | 0 | 0 | 0 | 1 | 0 | 0 | 0 | 0 | 0 | 0
CR04 | 2000s | 1500-2499 | 1 | 0 | 0 | 0 | 0 | 0 | 0 | 1 | 0 | 0 | 0 | 0 | 0 | 100% | Chan et al. [LBNL-5966E, August 2012; Eqn. 2 and Table 1] | CR 4 | 2000s | 1500-2499 | 1 | 6.071 | 6 | 0 | 0 | 0 | 0 | 0 | 0 | 1 | 0 | 0 | 0 | 0 | 0
CR04 | 2000s | 1500-2499 | 2 | 0 | 0 | 0 | 0 | 0 | 0 | 1 | 0 | 0 | 0 | 0 | 0 | 100% | Chan et al. [LBNL-5966E, August 2012; Eqn. 2 and Table 1] | CR 4 | 2000s | 1500-2499 | 2 | 5.764 | 6 | 0 | 0 | 0 | 0 | 0 | 0 | 1 | 0 | 0 | 0 | 0 | 0
CR04 | 2000s | 1500-2499 | 3+ | 0 | 0 | 0 | 0 | 0 | 0 | 1 | 0 | 0 | 0 | 0 | 0 | 100% | Chan et al. [LBNL-5966E, August 2012; Eqn. 2 and Table 1] | CR 4 | 2000s | 1500-2499 | 3+ | 5.9659 | 6 | 0 | 0 | 0 | 0 | 0 | 0 | 1 | 0 | 0 | 0 | 0 | 0
CR04 | 2000s | 2500-3499 | 1 | 0 | 0 | 0 | 0 | 0 | 0 | 0 | 1 | 0 | 0 | 0 | 0 | 100% | Chan et al. [LBNL-5966E, August 2012; Eqn. 2 and Table 1] | CR 4 | 2000s | 2500-3499 | 1 | 5.0043 | 5 | 0 | 0 | 0 | 0 | 0 | 0 | 0 | 1 | 0 | 0 | 0 | 0
CR04 | 2000s | 2500-3499 | 2 | 0 | 0 | 0 | 0 | 0 | 0 | 0 | 1 | 0 | 0 | 0 | 0 | 100% | Chan et al. [LBNL-5966E, August 2012; Eqn. 2 and Table 1] | CR 4 | 2000s | 2500-3499 | 2 | 4.7512 | 5 | 0 | 0 | 0 | 0 | 0 | 0 | 0 | 1 | 0 | 0 | 0 | 0
CR04 | 2000s | 2500-3499 | 3+ | 0 | 0 | 0 | 0 | 0 | 0 | 0 | 1 | 0 | 0 | 0 | 0 | 100% | Chan et al. [LBNL-5966E, August 2012; Eqn. 2 and Table 1] | CR 4 | 2000s | 2500-3499 | 3+ | 4.9176 | 5 | 0 | 0 | 0 | 0 | 0 | 0 | 0 | 1 | 0 | 0 | 0 | 0
CR04 | 2000s | 3500-4499 | 1 | 0 | 0 | 0 | 0 | 0 | 0 | 0 | 0 | 1 | 0 | 0 | 0 | 100% | Chan et al. [LBNL-5966E, August 2012; Eqn. 2 and Table 1] | CR 4 | 2000s | 3500-4499 | 1 | 4.125 | 4 | 0 | 0 | 0 | 0 | 0 | 0 | 0 | 0 | 1 | 0 | 0 | 0
CR04 | 2000s | 3500-4499 | 2 | 0 | 0 | 0 | 0 | 0 | 0 | 0 | 0 | 1 | 0 | 0 | 0 | 100% | Chan et al. [LBNL-5966E, August 2012; Eqn. 2 and Table 1] | CR 4 | 2000s | 3500-4499 | 2 | 3.9164 | 4 | 0 | 0 | 0 | 0 | 0 | 0 | 0 | 0 | 1 | 0 | 0 | 0
CR04 | 2000s | 3500-4499 | 3+ | 0 | 0 | 0 | 0 | 0 | 0 | 0 | 0 | 1 | 0 | 0 | 0 | 100% | Chan et al. [LBNL-5966E, August 2012; Eqn. 2 and Table 1] | CR 4 | 2000s | 3500-4499 | 3+ | 4.0535 | 4 | 0 | 0 | 0 | 0 | 0 | 0 | 0 | 0 | 1 | 0 | 0 | 0
CR04 | 2000s | 4500+ | 1 | 0 | 0 | 0 | 0 | 0 | 0 | 0 | 0 | 0 | 1 | 0 | 0 | 100% | Chan et al. [LBNL-5966E, August 2012; Eqn. 2 and Table 1] | CR 4 | 2000s | 4500+ | 1 | 3.4002 | 3 | 0 | 0 | 0 | 0 | 0 | 0 | 0 | 0 | 0 | 1 | 0 | 0
CR04 | 2000s | 4500+ | 2 | 0 | 0 | 0 | 0 | 0 | 0 | 0 | 0 | 0 | 1 | 0 | 0 | 100% | Chan et al. [LBNL-5966E, August 2012; Eqn. 2 and Table 1] | CR 4 | 2000s | 4500+ | 2 | 3.2283 | 3 | 0 | 0 | 0 | 0 | 0 | 0 | 0 | 0 | 0 | 1 | 0 | 0
CR04 | 2000s | 4500+ | 3+ | 0 | 0 | 0 | 0 | 0 | 0 | 0 | 0 | 0 | 1 | 0 | 0 | 100% | Chan et al. [LBNL-5966E, August 2012; Eqn. 2 and Table 1] | CR 4 | 2000s | 4500+ | 3+ | 3.3413 | 3 | 0 | 0 | 0 | 0 | 0 | 0 | 0 | 0 | 0 | 1 | 0 | 0
CR05 | pre-1950 | 0-1499 | 1 | 0 | 0 | 1 | 0 | 0 | 0 | 0 | 0 | 0 | 0 | 0 | 0 | 100% | Chan et al. [LBNL-5966E, August 2012; Eqn. 2 and Table 1] | CR 5 | < 1950s | 0-1499 | 1 | 16.5231 | 15 | 0 | 0 | 1 | 0 | 0 | 0 | 0 | 0 | 0 | 0 | 0 | 0
CR05 | pre-1950 | 0-1499 | 2 | 0 | 0 | 1 | 0 | 0 | 0 | 0 | 0 | 0 | 0 | 0 | 0 | 100% | Chan et al. [LBNL-5966E, August 2012; Eqn. 2 and Table 1] | CR 5 | < 1950s | 0-1499 | 2 | 15.6876 | 15 | 0 | 0 | 1 | 0 | 0 | 0 | 0 | 0 | 0 | 0 | 0 | 0
CR05 | pre-1950 | 0-1499 | 3+ | 0 | 0 | 1 | 0 | 0 | 0 | 0 | 0 | 0 | 0 | 0 | 0 | 100% | Chan et al. [LBNL-5966E, August 2012; Eqn. 2 and Table 1] | CR 5 | < 1950s | 0-1499 | 3+ | 16.2369 | 15 | 0 | 0 | 1 | 0 | 0 | 0 | 0 | 0 | 0 | 0 | 0 | 0
CR05 | pre-1950 | 1500-2499 | 1 | 0 | 0 | 1 | 0 | 0 | 0 | 0 | 0 | 0 | 0 | 0 | 0 | 100% | Chan et al. [LBNL-5966E, August 2012; Eqn. 2 and Table 1] | CR 5 | < 1950s | 1500-2499 | 1 | 13.6198 | 15 | 0 | 0 | 1 | 0 | 0 | 0 | 0 | 0 | 0 | 0 | 0 | 0
CR05 | pre-1950 | 1500-2499 | 2 | 0 | 0 | 1 | 0 | 0 | 0 | 0 | 0 | 0 | 0 | 0 | 0 | 100% | Chan et al. [LBNL-5966E, August 2012; Eqn. 2 and Table 1] | CR 5 | < 1950s | 1500-2499 | 2 | 12.9311 | 15 | 0 | 0 | 1 | 0 | 0 | 0 | 0 | 0 | 0 | 0 | 0 | 0
CR05 | pre-1950 | 1500-2499 | 3+ | 0 | 0 | 1 | 0 | 0 | 0 | 0 | 0 | 0 | 0 | 0 | 0 | 100% | Chan et al. [LBNL-5966E, August 2012; Eqn. 2 and Table 1] | CR 5 | < 1950s | 1500-2499 | 3+ | 13.384 | 15 | 0 | 0 | 1 | 0 | 0 | 0 | 0 | 0 | 0 | 0 | 0 | 0
CR05 | pre-1950 | 2500-3499 | 1 | 0 | 0 | 0 | 1 | 0 | 0 | 0 | 0 | 0 | 0 | 0 | 0 | 100% | Chan et al. [LBNL-5966E, August 2012; Eqn. 2 and Table 1] | CR 5 | < 1950s | 2500-3499 | 1 | 11.2267 | 10 | 0 | 0 | 0 | 1 | 0 | 0 | 0 | 0 | 0 | 0 | 0 | 0
CR05 | pre-1950 | 2500-3499 | 2 | 0 | 0 | 0 | 1 | 0 | 0 | 0 | 0 | 0 | 0 | 0 | 0 | 100% | Chan et al. [LBNL-5966E, August 2012; Eqn. 2 and Table 1] | CR 5 | < 1950s | 2500-3499 | 2 | 10.659 | 10 | 0 | 0 | 0 | 1 | 0 | 0 | 0 | 0 | 0 | 0 | 0 | 0
CR05 | pre-1950 | 2500-3499 | 3+ | 0 | 0 | 0 | 1 | 0 | 0 | 0 | 0 | 0 | 0 | 0 | 0 | 100% | Chan et al. [LBNL-5966E, August 2012; Eqn. 2 and Table 1] | CR 5 | < 1950s | 2500-3499 | 3+ | 11.0323 | 10 | 0 | 0 | 0 | 1 | 0 | 0 | 0 | 0 | 0 | 0 | 0 | 0
CR05 | pre-1950 | 3500-4499 | 1 | 0 | 0 | 0 | 1 | 0 | 0 | 0 | 0 | 0 | 0 | 0 | 0 | 100% | Chan et al. [LBNL-5966E, August 2012; Eqn. 2 and Table 1] | CR 5 | < 1950s | 3500-4499 | 1 | 9.2541 | 10 | 0 | 0 | 0 | 1 | 0 | 0 | 0 | 0 | 0 | 0 | 0 | 0
CR05 | pre-1950 | 3500-4499 | 2 | 0 | 0 | 0 | 0 | 1 | 0 | 0 | 0 | 0 | 0 | 0 | 0 | 100% | Chan et al. [LBNL-5966E, August 2012; Eqn. 2 and Table 1] | CR 5 | < 1950s | 3500-4499 | 2 | 8.7861 | 8 | 0 | 0 | 0 | 0 | 1 | 0 | 0 | 0 | 0 | 0 | 0 | 0
CR05 | pre-1950 | 3500-4499 | 3+ | 0 | 0 | 0 | 1 | 0 | 0 | 0 | 0 | 0 | 0 | 0 | 0 | 100% | Chan et al. [LBNL-5966E, August 2012; Eqn. 2 and Table 1] | CR 5 | < 1950s | 3500-4499 | 3+ | 9.0938 | 10 | 0 | 0 | 0 | 1 | 0 | 0 | 0 | 0 | 0 | 0 | 0 | 0
CR05 | pre-1950 | 4500+ | 1 | 0 | 0 | 0 | 0 | 1 | 0 | 0 | 0 | 0 | 0 | 0 | 0 | 100% | Chan et al. [LBNL-5966E, August 2012; Eqn. 2 and Table 1] | CR 5 | < 1950s | 4500+ | 1 | 7.628 | 8 | 0 | 0 | 0 | 0 | 1 | 0 | 0 | 0 | 0 | 0 | 0 | 0
CR05 | pre-1950 | 4500+ | 2 | 0 | 0 | 0 | 0 | 0 | 1 | 0 | 0 | 0 | 0 | 0 | 0 | 100% | Chan et al. [LBNL-5966E, August 2012; Eqn. 2 and Table 1] | CR 5 | < 1950s | 4500+ | 2 | 7.2423 | 7 | 0 | 0 | 0 | 0 | 0 | 1 | 0 | 0 | 0 | 0 | 0 | 0
CR05 | pre-1950 | 4500+ | 3+ | 0 | 0 | 0 | 0 | 0 | 1 | 0 | 0 | 0 | 0 | 0 | 0 | 100% | Chan et al. [LBNL-5966E, August 2012; Eqn. 2 and Table 1] | CR 5 | < 1950s | 4500+ | 3+ | 7.4959 | 7 | 0 | 0 | 0 | 0 | 0 | 1 | 0 | 0 | 0 | 0 | 0 | 0
CR05 | 1950s | 0-1499 | 1 | 0 | 0 | 1 | 0 | 0 | 0 | 0 | 0 | 0 | 0 | 0 | 0 | 100% | Chan et al. [LBNL-5966E, August 2012; Eqn. 2 and Table 1] | CR 5 | 1950s | 0-1499 | 1 | 16.5231 | 15 | 0 | 0 | 1 | 0 | 0 | 0 | 0 | 0 | 0 | 0 | 0 | 0
CR05 | 1950s | 0-1499 | 2 | 0 | 0 | 1 | 0 | 0 | 0 | 0 | 0 | 0 | 0 | 0 | 0 | 100% | Chan et al. [LBNL-5966E, August 2012; Eqn. 2 and Table 1] | CR 5 | 1950s | 0-1499 | 2 | 15.6876 | 15 | 0 | 0 | 1 | 0 | 0 | 0 | 0 | 0 | 0 | 0 | 0 | 0
CR05 | 1950s | 0-1499 | 3+ | 0 | 0 | 1 | 0 | 0 | 0 | 0 | 0 | 0 | 0 | 0 | 0 | 100% | Chan et al. [LBNL-5966E, August 2012; Eqn. 2 and Table 1] | CR 5 | 1950s | 0-1499 | 3+ | 16.2369 | 15 | 0 | 0 | 1 | 0 | 0 | 0 | 0 | 0 | 0 | 0 | 0 | 0
CR05 | 1950s | 1500-2499 | 1 | 0 | 0 | 1 | 0 | 0 | 0 | 0 | 0 | 0 | 0 | 0 | 0 | 100% | Chan et al. [LBNL-5966E, August 2012; Eqn. 2 and Table 1] | CR 5 | 1950s | 1500-2499 | 1 | 13.6198 | 15 | 0 | 0 | 1 | 0 | 0 | 0 | 0 | 0 | 0 | 0 | 0 | 0
CR05 | 1950s | 1500-2499 | 2 | 0 | 0 | 1 | 0 | 0 | 0 | 0 | 0 | 0 | 0 | 0 | 0 | 100% | Chan et al. [LBNL-5966E, August 2012; Eqn. 2 and Table 1] | CR 5 | 1950s | 1500-2499 | 2 | 12.9311 | 15 | 0 | 0 | 1 | 0 | 0 | 0 | 0 | 0 | 0 | 0 | 0 | 0
CR05 | 1950s | 1500-2499 | 3+ | 0 | 0 | 1 | 0 | 0 | 0 | 0 | 0 | 0 | 0 | 0 | 0 | 100% | Chan et al. [LBNL-5966E, August 2012; Eqn. 2 and Table 1] | CR 5 | 1950s | 1500-2499 | 3+ | 13.384 | 15 | 0 | 0 | 1 | 0 | 0 | 0 | 0 | 0 | 0 | 0 | 0 | 0
CR05 | 1950s | 2500-3499 | 1 | 0 | 0 | 0 | 1 | 0 | 0 | 0 | 0 | 0 | 0 | 0 | 0 | 100% | Chan et al. [LBNL-5966E, August 2012; Eqn. 2 and Table 1] | CR 5 | 1950s | 2500-3499 | 1 | 11.2267 | 10 | 0 | 0 | 0 | 1 | 0 | 0 | 0 | 0 | 0 | 0 | 0 | 0
CR05 | 1950s | 2500-3499 | 2 | 0 | 0 | 0 | 1 | 0 | 0 | 0 | 0 | 0 | 0 | 0 | 0 | 100% | Chan et al. [LBNL-5966E, August 2012; Eqn. 2 and Table 1] | CR 5 | 1950s | 2500-3499 | 2 | 10.659 | 10 | 0 | 0 | 0 | 1 | 0 | 0 | 0 | 0 | 0 | 0 | 0 | 0
CR05 | 1950s | 2500-3499 | 3+ | 0 | 0 | 0 | 1 | 0 | 0 | 0 | 0 | 0 | 0 | 0 | 0 | 100% | Chan et al. [LBNL-5966E, August 2012; Eqn. 2 and Table 1] | CR 5 | 1950s | 2500-3499 | 3+ | 11.0323 | 10 | 0 | 0 | 0 | 1 | 0 | 0 | 0 | 0 | 0 | 0 | 0 | 0
CR05 | 1950s | 3500-4499 | 1 | 0 | 0 | 0 | 1 | 0 | 0 | 0 | 0 | 0 | 0 | 0 | 0 | 100% | Chan et al. [LBNL-5966E, August 2012; Eqn. 2 and Table 1] | CR 5 | 1950s | 3500-4499 | 1 | 9.2541 | 10 | 0 | 0 | 0 | 1 | 0 | 0 | 0 | 0 | 0 | 0 | 0 | 0
CR05 | 1950s | 3500-4499 | 2 | 0 | 0 | 0 | 0 | 1 | 0 | 0 | 0 | 0 | 0 | 0 | 0 | 100% | Chan et al. [LBNL-5966E, August 2012; Eqn. 2 and Table 1] | CR 5 | 1950s | 3500-4499 | 2 | 8.7861 | 8 | 0 | 0 | 0 | 0 | 1 | 0 | 0 | 0 | 0 | 0 | 0 | 0
CR05 | 1950s | 3500-4499 | 3+ | 0 | 0 | 0 | 1 | 0 | 0 | 0 | 0 | 0 | 0 | 0 | 0 | 100% | Chan et al. [LBNL-5966E, August 2012; Eqn. 2 and Table 1] | CR 5 | 1950s | 3500-4499 | 3+ | 9.0938 | 10 | 0 | 0 | 0 | 1 | 0 | 0 | 0 | 0 | 0 | 0 | 0 | 0
CR05 | 1950s | 4500+ | 1 | 0 | 0 | 0 | 0 | 1 | 0 | 0 | 0 | 0 | 0 | 0 | 0 | 100% | Chan et al. [LBNL-5966E, August 2012; Eqn. 2 and Table 1] | CR 5 | 1950s | 4500+ | 1 | 7.628 | 8 | 0 | 0 | 0 | 0 | 1 | 0 | 0 | 0 | 0 | 0 | 0 | 0
CR05 | 1950s | 4500+ | 2 | 0 | 0 | 0 | 0 | 0 | 1 | 0 | 0 | 0 | 0 | 0 | 0 | 100% | Chan et al. [LBNL-5966E, August 2012; Eqn. 2 and Table 1] | CR 5 | 1950s | 4500+ | 2 | 7.2423 | 7 | 0 | 0 | 0 | 0 | 0 | 1 | 0 | 0 | 0 | 0 | 0 | 0
CR05 | 1950s | 4500+ | 3+ | 0 | 0 | 0 | 0 | 0 | 1 | 0 | 0 | 0 | 0 | 0 | 0 | 100% | Chan et al. [LBNL-5966E, August 2012; Eqn. 2 and Table 1] | CR 5 | 1950s | 4500+ | 3+ | 7.4959 | 7 | 0 | 0 | 0 | 0 | 0 | 1 | 0 | 0 | 0 | 0 | 0 | 0
CR05 | 1960s | 1500-2499 | 1 | 0 | 0 | 1 | 0 | 0 | 0 | 0 | 0 | 0 | 0 | 0 | 0 | 100% | Chan et al. [LBNL-5966E, August 2012; Eqn. 2 and Table 1] | CR 5 | 1960s | 0-499 | 1 | 15.1557 | 15 | 0 | 0 | 1 | 0 | 0 | 0 | 0 | 0 | 0 | 0 | 0 | 0
CR05 | 1960s | 0-1499 | 2 | 0 | 0 | 1 | 0 | 0 | 0 | 0 | 0 | 0 | 0 | 0 | 0 | 100% | Chan et al. [LBNL-5966E, August 2012; Eqn. 2 and Table 1] | CR 5 | 1960s | 0-1499 | 2 | 13.0641 | 15 | 0 | 0 | 1 | 0 | 0 | 0 | 0 | 0 | 0 | 0 | 0 | 0
CR05 | 1960s | 0-1499 | 3+ | 0 | 0 | 1 | 0 | 0 | 0 | 0 | 0 | 0 | 0 | 0 | 0 | 100% | Chan et al. [LBNL-5966E, August 2012; Eqn. 2 and Table 1] | CR 5 | 1960s | 0-1499 | 3+ | 13.5216 | 15 | 0 | 0 | 1 | 0 | 0 | 0 | 0 | 0 | 0 | 0 | 0 | 0
CR05 | 1960s | 1500-2499 | 2 | 0 | 0 | 0 | 1 | 0 | 0 | 0 | 0 | 0 | 0 | 0 | 0 | 100% | Chan et al. [LBNL-5966E, August 2012; Eqn. 2 and Table 1] | CR 5 | 1960s | 1500-2499 | 1 | 11.3421 | 10 | 0 | 0 | 0 | 1 | 0 | 0 | 0 | 0 | 0 | 0 | 0 | 0
CR05 | 1960s | 1500-2499 | 3+ | 0 | 0 | 0 | 1 | 0 | 0 | 0 | 0 | 0 | 0 | 0 | 0 | 100% | Chan et al. [LBNL-5966E, August 2012; Eqn. 2 and Table 1] | CR 5 | 1960s | 1500-2499 | 2 | 10.7686 | 10 | 0 | 0 | 0 | 1 | 0 | 0 | 0 | 0 | 0 | 0 | 0 | 0
CR05 | 1960s | 2500-3499 | 1 | 0 | 0 | 0 | 1 | 0 | 0 | 0 | 0 | 0 | 0 | 0 | 0 | 100% | Chan et al. [LBNL-5966E, August 2012; Eqn. 2 and Table 1] | CR 5 | 1960s | 1500-2499 | 3+ | 11.1457 | 10 | 0 | 0 | 0 | 1 | 0 | 0 | 0 | 0 | 0 | 0 | 0 | 0
CR05 | 1960s | 2500-3499 | 2 | 0 | 0 | 0 | 1 | 0 | 0 | 0 | 0 | 0 | 0 | 0 | 0 | 100% | Chan et al. [LBNL-5966E, August 2012; Eqn. 2 and Table 1] | CR 5 | 1960s | 2500-3499 | 1 | 9.3492 | 10 | 0 | 0 | 0 | 1 | 0 | 0 | 0 | 0 | 0 | 0 | 0 | 0
CR05 | 1960s | 2500-3499 | 3+ | 0 | 0 | 0 | 0 | 1 | 0 | 0 | 0 | 0 | 0 | 0 | 0 | 100% | Chan et al. [LBNL-5966E, August 2012; Eqn. 2 and Table 1] | CR 5 | 1960s | 2500-3499 | 2 | 8.8765 | 8 | 0 | 0 | 0 | 0 | 1 | 0 | 0 | 0 | 0 | 0 | 0 | 0
CR05 | 1960s | 3500-4499 | 1 | 0 | 0 | 0 | 1 | 0 | 0 | 0 | 0 | 0 | 0 | 0 | 0 | 100% | Chan et al. [LBNL-5966E, August 2012; Eqn. 2 and Table 1] | CR 5 | 1960s | 2500-3499 | 3+ | 9.1873 | 10 | 0 | 0 | 0 | 1 | 0 | 0 | 0 | 0 | 0 | 0 | 0 | 0
CR05 | 1960s | 3500-4499 | 2 | 0 | 0 | 0 | 0 | 1 | 0 | 0 | 0 | 0 | 0 | 0 | 0 | 100% | Chan et al. [LBNL-5966E, August 2012; Eqn. 2 and Table 1] | CR 5 | 1960s | 3500-4499 | 1 | 7.7065 | 8 | 0 | 0 | 0 | 0 | 1 | 0 | 0 | 0 | 0 | 0 | 0 | 0
CR05 | 1960s | 3500-4499 | 3+ | 0 | 0 | 0 | 0 | 0 | 1 | 0 | 0 | 0 | 0 | 0 | 0 | 100% | Chan et al. [LBNL-5966E, August 2012; Eqn. 2 and Table 1] | CR 5 | 1960s | 3500-4499 | 2 | 7.3168 | 7 | 0 | 0 | 0 | 0 | 0 | 1 | 0 | 0 | 0 | 0 | 0 | 0
CR05 | 1960s | 4500+ | 1 | 0 | 0 | 0 | 0 | 1 | 0 | 0 | 0 | 0 | 0 | 0 | 0 | 100% | Chan et al. [LBNL-5966E, August 2012; Eqn. 2 and Table 1] | CR 5 | 1960s | 3500-4499 | 3+ | 7.573 | 8 | 0 | 0 | 0 | 0 | 1 | 0 | 0 | 0 | 0 | 0 | 0 | 0
CR05 | 1960s | 4500+ | 2 | 0 | 0 | 0 | 0 | 0 | 0 | 1 | 0 | 0 | 0 | 0 | 0 | 100% | Chan et al. [LBNL-5966E, August 2012; Eqn. 2 and Table 1] | CR 5 | 1960s | 4500+ | 1 | 6.3524 | 6 | 0 | 0 | 0 | 0 | 0 | 0 | 1 | 0 | 0 | 0 | 0 | 0
CR05 | 1960s | 4500+ | 3+ | 0 | 0 | 0 | 0 | 0 | 0 | 1 | 0 | 0 | 0 | 0 | 0 | 100% | Chan et al. [LBNL-5966E, August 2012; Eqn. 2 and Table 1] | CR 5 | 1960s | 4500+ | 2 | 6.0312 | 6 | 0 | 0 | 0 | 0 | 0 | 0 | 1 | 0 | 0 | 0 | 0 | 0
CR05 | 1960s | 0-1499 | 1 | 0 | 0 | 0 | 0 | 0 | 0 | 1 | 0 | 0 | 0 | 0 | 0 | 100% | Chan et al. [LBNL-5966E, August 2012; Eqn. 2 and Table 1] | CR 5 | 1960s | 4500+ | 3+ | 6.2424 | 6 | 0 | 0 | 0 | 0 | 0 | 0 | 1 | 0 | 0 | 0 | 0 | 0
CR05 | 1970s | 0-1499 | 1 | 0 | 0 | 1 | 0 | 0 | 0 | 0 | 0 | 0 | 0 | 0 | 0 | 100% | Chan et al. [LBNL-5966E, August 2012; Eqn. 2 and Table 1] | CR 5 | 1970s | 0-1499 | 1 | 13.5009 | 15 | 0 | 0 | 1 | 0 | 0 | 0 | 0 | 0 | 0 | 0 | 0 | 0
CR05 | 1970s | 0-1499 | 2 | 0 | 0 | 1 | 0 | 0 | 0 | 0 | 0 | 0 | 0 | 0 | 0 | 100% | Chan et al. [LBNL-5966E, August 2012; Eqn. 2 and Table 1] | CR 5 | 1970s | 0-1499 | 2 | 12.8183 | 15 | 0 | 0 | 1 | 0 | 0 | 0 | 0 | 0 | 0 | 0 | 0 | 0
CR05 | 1970s | 0-1499 | 3+ | 0 | 0 | 1 | 0 | 0 | 0 | 0 | 0 | 0 | 0 | 0 | 0 | 100% | Chan et al. [LBNL-5966E, August 2012; Eqn. 2 and Table 1] | CR 5 | 1970s | 0-1499 | 3+ | 13.2671 | 15 | 0 | 0 | 1 | 0 | 0 | 0 | 0 | 0 | 0 | 0 | 0 | 0
CR05 | 1970s | 1500-2499 | 1 | 0 | 0 | 0 | 1 | 0 | 0 | 0 | 0 | 0 | 0 | 0 | 0 | 100% | Chan et al. [LBNL-5966E, August 2012; Eqn. 2 and Table 1] | CR 5 | 1970s | 1500-2499 | 1 | 11.1287 | 10 | 0 | 0 | 0 | 1 | 0 | 0 | 0 | 0 | 0 | 0 | 0 | 0
CR05 | 1970s | 1500-2499 | 2 | 0 | 0 | 0 | 1 | 0 | 0 | 0 | 0 | 0 | 0 | 0 | 0 | 100% | Chan et al. [LBNL-5966E, August 2012; Eqn. 2 and Table 1] | CR 5 | 1970s | 1500-2499 | 2 | 10.566 | 10 | 0 | 0 | 0 | 1 | 0 | 0 | 0 | 0 | 0 | 0 | 0 | 0
CR05 | 1970s | 1500-2499 | 3+ | 0 | 0 | 0 | 1 | 0 | 0 | 0 | 0 | 0 | 0 | 0 | 0 | 100% | Chan et al. [LBNL-5966E, August 2012; Eqn. 2 and Table 1] | CR 5 | 1970s | 1500-2499 | 3+ | 10.936 | 10 | 0 | 0 | 0 | 1 | 0 | 0 | 0 | 0 | 0 | 0 | 0 | 0
CR05 | 1970s | 2500-3499 | 1 | 0 | 0 | 0 | 1 | 0 | 0 | 0 | 0 | 0 | 0 | 0 | 0 | 100% | Chan et al. [LBNL-5966E, August 2012; Eqn. 2 and Table 1] | CR 5 | 1970s | 2500-3499 | 1 | 9.1733 | 10 | 0 | 0 | 0 | 1 | 0 | 0 | 0 | 0 | 0 | 0 | 0 | 0
CR05 | 1970s | 2500-3499 | 2 | 0 | 0 | 0 | 0 | 1 | 0 | 0 | 0 | 0 | 0 | 0 | 0 | 100% | Chan et al. [LBNL-5966E, August 2012; Eqn. 2 and Table 1] | CR 5 | 1970s | 2500-3499 | 2 | 8.7094 | 8 | 0 | 0 | 0 | 0 | 1 | 0 | 0 | 0 | 0 | 0 | 0 | 0
CR05 | 1970s | 2500-3499 | 3+ | 0 | 0 | 0 | 1 | 0 | 0 | 0 | 0 | 0 | 0 | 0 | 0 | 100% | Chan et al. [LBNL-5966E, August 2012; Eqn. 2 and Table 1] | CR 5 | 1970s | 2500-3499 | 3+ | 9.0144 | 10 | 0 | 0 | 0 | 1 | 0 | 0 | 0 | 0 | 0 | 0 | 0 | 0
CR05 | 1970s | 3500-4499 | 1 | 0 | 0 | 0 | 0 | 1 | 0 | 0 | 0 | 0 | 0 | 0 | 0 | 100% | Chan et al. [LBNL-5966E, August 2012; Eqn. 2 and Table 1] | CR 5 | 1970s | 3500-4499 | 1 | 7.5614 | 8 | 0 | 0 | 0 | 0 | 1 | 0 | 0 | 0 | 0 | 0 | 0 | 0
CR05 | 1970s | 3500-4499 | 2 | 0 | 0 | 0 | 0 | 0 | 1 | 0 | 0 | 0 | 0 | 0 | 0 | 100% | Chan et al. [LBNL-5966E, August 2012; Eqn. 2 and Table 1] | CR 5 | 1970s | 3500-4499 | 2 | 7.1791 | 7 | 0 | 0 | 0 | 0 | 0 | 1 | 0 | 0 | 0 | 0 | 0 | 0
CR05 | 1970s | 3500-4499 | 3+ | 0 | 0 | 0 | 0 | 0 | 1 | 0 | 0 | 0 | 0 | 0 | 0 | 100% | Chan et al. [LBNL-5966E, August 2012; Eqn. 2 and Table 1] | CR 5 | 1970s | 3500-4499 | 3+ | 7.4305 | 7 | 0 | 0 | 0 | 0 | 0 | 1 | 0 | 0 | 0 | 0 | 0 | 0
CR05 | 1970s | 4500+ | 1 | 0 | 0 | 0 | 0 | 0 | 0 | 1 | 0 | 0 | 0 | 0 | 0 | 100% | Chan et al. [LBNL-5966E, August 2012; Eqn. 2 and Table 1] | CR 5 | 1970s | 4500+ | 1 | 6.2328 | 6 | 0 | 0 | 0 | 0 | 0 | 0 | 1 | 0 | 0 | 0 | 0 | 0
CR05 | 1970s | 4500+ | 2 | 0 | 0 | 0 | 0 | 0 | 0 | 1 | 0 | 0 | 0 | 0 | 0 | 100% | Chan et al. [LBNL-5966E, August 2012; Eqn. 2 and Table 1] | CR 5 | 1970s | 4500+ | 2 | 5.9177 | 6 | 0 | 0 | 0 | 0 | 0 | 0 | 1 | 0 | 0 | 0 | 0 | 0
CR05 | 1970s | 4500+ | 3+ | 0 | 0 | 0 | 0 | 0 | 0 | 1 | 0 | 0 | 0 | 0 | 0 | 100% | Chan et al. [LBNL-5966E, August 2012; Eqn. 2 and Table 1] | CR 5 | 1970s | 4500+ | 3+ | 6.1249 | 6 | 0 | 0 | 0 | 0 | 0 | 0 | 1 | 0 | 0 | 0 | 0 | 0
CR05 | 1980s | 0-1499 | 1 | 0 | 0 | 0 | 1 | 0 | 0 | 0 | 0 | 0 | 0 | 0 | 0 | 100% | Chan et al. [LBNL-5966E, August 2012; Eqn. 2 and Table 1] | CR 5 | 1980s | 0-1499 | 1 | 11.0315 | 10 | 0 | 0 | 0 | 1 | 0 | 0 | 0 | 0 | 0 | 0 | 0 | 0
CR05 | 1980s | 0-1499 | 2 | 0 | 0 | 0 | 1 | 0 | 0 | 0 | 0 | 0 | 0 | 0 | 0 | 100% | Chan et al. [LBNL-5966E, August 2012; Eqn. 2 and Table 1] | CR 5 | 1980s | 0-1499 | 2 | 10.4737 | 10 | 0 | 0 | 0 | 1 | 0 | 0 | 0 | 0 | 0 | 0 | 0 | 0
CR05 | 1980s | 0-1499 | 3+ | 0 | 0 | 0 | 1 | 0 | 0 | 0 | 0 | 0 | 0 | 0 | 0 | 100% | Chan et al. [LBNL-5966E, August 2012; Eqn. 2 and Table 1] | CR 5 | 1980s | 0-1499 | 3+ | 10.8405 | 10 | 0 | 0 | 0 | 1 | 0 | 0 | 0 | 0 | 0 | 0 | 0 | 0
CR05 | 1980s | 1500-2499 | 1 | 0 | 0 | 0 | 1 | 0 | 0 | 0 | 0 | 0 | 0 | 0 | 0 | 100% | Chan et al. [LBNL-5966E, August 2012; Eqn. 2 and Table 1] | CR 5 | 1980s | 1500-2499 | 1 | 9.0932 | 10 | 0 | 0 | 0 | 1 | 0 | 0 | 0 | 0 | 0 | 0 | 0 | 0
CR05 | 1980s | 1500-2499 | 2 | 0 | 0 | 0 | 0 | 1 | 0 | 0 | 0 | 0 | 0 | 0 | 0 | 100% | Chan et al. [LBNL-5966E, August 2012; Eqn. 2 and Table 1] | CR 5 | 1980s | 1500-2499 | 2 | 8.6334 | 8 | 0 | 0 | 0 | 0 | 1 | 0 | 0 | 0 | 0 | 0 | 0 | 0
CR05 | 1980s | 1500-2499 | 3+ | 0 | 0 | 0 | 0 | 1 | 0 | 0 | 0 | 0 | 0 | 0 | 0 | 100% | Chan et al. [LBNL-5966E, August 2012; Eqn. 2 and Table 1] | CR 5 | 1980s | 1500-2499 | 3+ | 8.9357 | 8 | 0 | 0 | 0 | 0 | 1 | 0 | 0 | 0 | 0 | 0 | 0 | 0
CR05 | 1980s | 2500-3499 | 1 | 0 | 0 | 0 | 0 | 0 | 1 | 0 | 0 | 0 | 0 | 0 | 0 | 100% | Chan et al. [LBNL-5966E, August 2012; Eqn. 2 and Table 1] | CR 5 | 1980s | 2500-3499 | 1 | 7.4954 | 7 | 0 | 0 | 0 | 0 | 0 | 1 | 0 | 0 | 0 | 0 | 0 | 0
CR05 | 1980s | 2500-3499 | 2 | 0 | 0 | 0 | 0 | 0 | 1 | 0 | 0 | 0 | 0 | 0 | 0 | 100% | Chan et al. [LBNL-5966E, August 2012; Eqn. 2 and Table 1] | CR 5 | 1980s | 2500-3499 | 2 | 7.1164 | 7 | 0 | 0 | 0 | 0 | 0 | 1 | 0 | 0 | 0 | 0 | 0 | 0
CR05 | 1980s | 2500-3499 | 3+ | 0 | 0 | 0 | 0 | 0 | 1 | 0 | 0 | 0 | 0 | 0 | 0 | 100% | Chan et al. [LBNL-5966E, August 2012; Eqn. 2 and Table 1] | CR 5 | 1980s | 2500-3499 | 3+ | 7.3656 | 7 | 0 | 0 | 0 | 0 | 0 | 1 | 0 | 0 | 0 | 0 | 0 | 0
CR05 | 1980s | 3500-4499 | 1 | 0 | 0 | 0 | 0 | 0 | 0 | 1 | 0 | 0 | 0 | 0 | 0 | 100% | Chan et al. [LBNL-5966E, August 2012; Eqn. 2 and Table 1] | CR 5 | 1980s | 3500-4499 | 1 | 6.1784 | 6 | 0 | 0 | 0 | 0 | 0 | 0 | 1 | 0 | 0 | 0 | 0 | 0
CR05 | 1980s | 3500-4499 | 2 | 0 | 0 | 0 | 0 | 0 | 0 | 1 | 0 | 0 | 0 | 0 | 0 | 100% | Chan et al. [LBNL-5966E, August 2012; Eqn. 2 and Table 1] | CR 5 | 1980s | 3500-4499 | 2 | 5.866 | 6 | 0 | 0 | 0 | 0 | 0 | 0 | 1 | 0 | 0 | 0 | 0 | 0
CR05 | 1980s | 3500-4499 | 3+ | 0 | 0 | 0 | 0 | 0 | 0 | 1 | 0 | 0 | 0 | 0 | 0 | 100% | Chan et al. [LBNL-5966E, August 2012; Eqn. 2 and Table 1] | CR 5 | 1980s | 3500-4499 | 3+ | 6.0714 | 6 | 0 | 0 | 0 | 0 | 0 | 0 | 1 | 0 | 0 | 0 | 0 | 0
CR05 | 1980s | 4500+ | 1 | 0 | 0 | 0 | 0 | 0 | 0 | 0 | 1 | 0 | 0 | 0 | 0 | 100% | Chan et al. [LBNL-5966E, August 2012; Eqn. 2 and Table 1] | CR 5 | 1980s | 4500+ | 1 | 5.0928 | 5 | 0 | 0 | 0 | 0 | 0 | 0 | 0 | 1 | 0 | 0 | 0 | 0
CR05 | 1980s | 4500+ | 2 | 0 | 0 | 0 | 0 | 0 | 0 | 0 | 1 | 0 | 0 | 0 | 0 | 100% | Chan et al. [LBNL-5966E, August 2012; Eqn. 2 and Table 1] | CR 5 | 1980s | 4500+ | 2 | 4.8353 | 5 | 0 | 0 | 0 | 0 | 0 | 0 | 0 | 1 | 0 | 0 | 0 | 0
CR05 | 1980s | 4500+ | 3+ | 0 | 0 | 0 | 0 | 0 | 0 | 0 | 1 | 0 | 0 | 0 | 0 | 100% | Chan et al. [LBNL-5966E, August 2012; Eqn. 2 and Table 1] | CR 5 | 1980s | 4500+ | 3+ | 5.0046 | 5 | 0 | 0 | 0 | 0 | 0 | 0 | 0 | 1 | 0 | 0 | 0 | 0
CR05 | 1990s | 0-1499 | 1 | 0 | 0 | 0 | 0 | 1 | 0 | 0 | 0 | 0 | 0 | 0 | 0 | 100% | Chan et al. [LBNL-5966E, August 2012; Eqn. 2 and Table 1] | CR 5 | 1990s | 0-1499 | 1 | 8.4974 | 8 | 0 | 0 | 0 | 0 | 1 | 0 | 0 | 0 | 0 | 0 | 0 | 0
CR05 | 1990s | 0-1499 | 2 | 0 | 0 | 0 | 0 | 1 | 0 | 0 | 0 | 0 | 0 | 0 | 0 | 100% | Chan et al. [LBNL-5966E, August 2012; Eqn. 2 and Table 1] | CR 5 | 1990s | 0-1499 | 2 | 8.0677 | 8 | 0 | 0 | 0 | 0 | 1 | 0 | 0 | 0 | 0 | 0 | 0 | 0
CR05 | 1990s | 0-1499 | 3+ | 0 | 0 | 0 | 0 | 1 | 0 | 0 | 0 | 0 | 0 | 0 | 0 | 100% | Chan et al. [LBNL-5966E, August 2012; Eqn. 2 and Table 1] | CR 5 | 1990s | 0-1499 | 3+ | 8.3502 | 8 | 0 | 0 | 0 | 0 | 1 | 0 | 0 | 0 | 0 | 0 | 0 | 0
CR05 | 1990s | 1500-2499 | 1 | 0 | 0 | 0 | 0 | 0 | 1 | 0 | 0 | 0 | 0 | 0 | 0 | 100% | Chan et al. [LBNL-5966E, August 2012; Eqn. 2 and Table 1] | CR 5 | 1990s | 1500-2499 | 1 | 7.0043 | 7 | 0 | 0 | 0 | 0 | 0 | 1 | 0 | 0 | 0 | 0 | 0 | 0
CR05 | 1990s | 1500-2499 | 2 | 0 | 0 | 0 | 0 | 0 | 1 | 0 | 0 | 0 | 0 | 0 | 0 | 100% | Chan et al. [LBNL-5966E, August 2012; Eqn. 2 and Table 1] | CR 5 | 1990s | 1500-2499 | 2 | 6.6501 | 7 | 0 | 0 | 0 | 0 | 0 | 1 | 0 | 0 | 0 | 0 | 0 | 0
CR05 | 1990s | 1500-2499 | 3+ | 0 | 0 | 0 | 0 | 0 | 1 | 0 | 0 | 0 | 0 | 0 | 0 | 100% | Chan et al. [LBNL-5966E, August 2012; Eqn. 2 and Table 1] | CR 5 | 1990s | 1500-2499 | 3+ | 6.883 | 7 | 0 | 0 | 0 | 0 | 0 | 1 | 0 | 0 | 0 | 0 | 0 | 0
CR05 | 1990s | 2500-3499 | 1 | 0 | 0 | 0 | 0 | 0 | 0 | 1 | 0 | 0 | 0 | 0 | 0 | 100% | Chan et al. [LBNL-5966E, August 2012; Eqn. 2 and Table 1] | CR 5 | 1990s | 2500-3499 | 1 | 5.7736 | 6 | 0 | 0 | 0 | 0 | 0 | 0 | 1 | 0 | 0 | 0 | 0 | 0
CR05 | 1990s | 2500-3499 | 2 | 0 | 0 | 0 | 0 | 0 | 0 | 0 | 1 | 0 | 0 | 0 | 0 | 100% | Chan et al. [LBNL-5966E, August 2012; Eqn. 2 and Table 1] | CR 5 | 1990s | 2500-3499 | 2 | 5.4817 | 5 | 0 | 0 | 0 | 0 | 0 | 0 | 0 | 1 | 0 | 0 | 0 | 0
CR05 | 1990s | 2500-3499 | 3+ | 0 | 0 | 0 | 0 | 0 | 0 | 1 | 0 | 0 | 0 | 0 | 0 | 100% | Chan et al. [LBNL-5966E, August 2012; Eqn. 2 and Table 1] | CR 5 | 1990s | 2500-3499 | 3+ | 5.6736 | 6 | 0 | 0 | 0 | 0 | 0 | 0 | 1 | 0 | 0 | 0 | 0 | 0
CR05 | 1990s | 3500-4499 | 1 | 0 | 0 | 0 | 0 | 0 | 0 | 0 | 1 | 0 | 0 | 0 | 0 | 100% | Chan et al. [LBNL-5966E, August 2012; Eqn. 2 and Table 1] | CR 5 | 1990s | 3500-4499 | 1 | 4.7591 | 5 | 0 | 0 | 0 | 0 | 0 | 0 | 0 | 1 | 0 | 0 | 0 | 0
CR05 | 1990s | 3500-4499 | 2 | 0 | 0 | 0 | 0 | 0 | 0 | 0 | 1 | 0 | 0 | 0 | 0 | 100% | Chan et al. [LBNL-5966E, August 2012; Eqn. 2 and Table 1] | CR 5 | 1990s | 3500-4499 | 2 | 4.5185 | 5 | 0 | 0 | 0 | 0 | 0 | 0 | 0 | 1 | 0 | 0 | 0 | 0
CR05 | 1990s | 3500-4499 | 3+ | 0 | 0 | 0 | 0 | 0 | 0 | 0 | 1 | 0 | 0 | 0 | 0 | 100% | Chan et al. [LBNL-5966E, August 2012; Eqn. 2 and Table 1] | CR 5 | 1990s | 3500-4499 | 3+ | 4.6767 | 5 | 0 | 0 | 0 | 0 | 0 | 0 | 0 | 1 | 0 | 0 | 0 | 0
CR05 | 1990s | 4500+ | 1 | 0 | 0 | 0 | 0 | 0 | 0 | 0 | 0 | 1 | 0 | 0 | 0 | 100% | Chan et al. [LBNL-5966E, August 2012; Eqn. 2 and Table 1] | CR 5 | 1990s | 4500+ | 1 | 3.9229 | 4 | 0 | 0 | 0 | 0 | 0 | 0 | 0 | 0 | 1 | 0 | 0 | 0
CR05 | 1990s | 4500+ | 2 | 0 | 0 | 0 | 0 | 0 | 0 | 0 | 0 | 1 | 0 | 0 | 0 | 100% | Chan et al. [LBNL-5966E, August 2012; Eqn. 2 and Table 1] | CR 5 | 1990s | 4500+ | 2 | 3.7245 | 4 | 0 | 0 | 0 | 0 | 0 | 0 | 0 | 0 | 1 | 0 | 0 | 0
CR05 | 1990s | 4500+ | 3+ | 0 | 0 | 0 | 0 | 0 | 0 | 0 | 0 | 1 | 0 | 0 | 0 | 100% | Chan et al. [LBNL-5966E, August 2012; Eqn. 2 and Table 1] | CR 5 | 1990s | 4500+ | 3+ | 3.855 | 4 | 0 | 0 | 0 | 0 | 0 | 0 | 0 | 0 | 1 | 0 | 0 | 0
CR05 | 2000s | 0-1499 | 1 | 0 | 0 | 0 | 0 | 0 | 1 | 0 | 0 | 0 | 0 | 0 | 0 | 100% | Chan et al. [LBNL-5966E, August 2012; Eqn. 2 and Table 1] | CR 5 | 2000s | 0-1499 | 1 | 7.3651 | 7 | 0 | 0 | 0 | 0 | 0 | 1 | 0 | 0 | 0 | 0 | 0 | 0
CR05 | 2000s | 0-1499 | 2 | 0 | 0 | 0 | 0 | 0 | 1 | 0 | 0 | 0 | 0 | 0 | 0 | 100% | Chan et al. [LBNL-5966E, August 2012; Eqn. 2 and Table 1] | CR 5 | 2000s | 0-1499 | 2 | 6.9927 | 7 | 0 | 0 | 0 | 0 | 0 | 1 | 0 | 0 | 0 | 0 | 0 | 0
CR05 | 2000s | 0-1499 | 3+ | 0 | 0 | 0 | 0 | 0 | 1 | 0 | 0 | 0 | 0 | 0 | 0 | 100% | Chan et al. [LBNL-5966E, August 2012; Eqn. 2 and Table 1] | CR 5 | 2000s | 0-1499 | 3+ | 7.2376 | 7 | 0 | 0 | 0 | 0 | 0 | 1 | 0 | 0 | 0 | 0 | 0 | 0
CR05 | 2000s | 1500-2499 | 1 | 0 | 0 | 0 | 0 | 0 | 0 | 1 | 0 | 0 | 0 | 0 | 0 | 100% | Chan et al. [LBNL-5966E, August 2012; Eqn. 2 and Table 1] | CR 5 | 2000s | 1500-2499 | 1 | 6.071 | 6 | 0 | 0 | 0 | 0 | 0 | 0 | 1 | 0 | 0 | 0 | 0 | 0
CR05 | 2000s | 1500-2499 | 2 | 0 | 0 | 0 | 0 | 0 | 0 | 1 | 0 | 0 | 0 | 0 | 0 | 100% | Chan et al. [LBNL-5966E, August 2012; Eqn. 2 and Table 1] | CR 5 | 2000s | 1500-2499 | 2 | 5.764 | 6 | 0 | 0 | 0 | 0 | 0 | 0 | 1 | 0 | 0 | 0 | 0 | 0
CR05 | 2000s | 1500-2499 | 3+ | 0 | 0 | 0 | 0 | 0 | 0 | 1 | 0 | 0 | 0 | 0 | 0 | 100% | Chan et al. [LBNL-5966E, August 2012; Eqn. 2 and Table 1] | CR 5 | 2000s | 1500-2499 | 3+ | 5.9659 | 6 | 0 | 0 | 0 | 0 | 0 | 0 | 1 | 0 | 0 | 0 | 0 | 0
CR05 | 2000s | 2500-3499 | 1 | 0 | 0 | 0 | 0 | 0 | 0 | 0 | 1 | 0 | 0 | 0 | 0 | 100% | Chan et al. [LBNL-5966E, August 2012; Eqn. 2 and Table 1] | CR 5 | 2000s | 2500-3499 | 1 | 5.0043 | 5 | 0 | 0 | 0 | 0 | 0 | 0 | 0 | 1 | 0 | 0 | 0 | 0
CR05 | 2000s | 2500-3499 | 2 | 0 | 0 | 0 | 0 | 0 | 0 | 0 | 1 | 0 | 0 | 0 | 0 | 100% | Chan et al. [LBNL-5966E, August 2012; Eqn. 2 and Table 1] | CR 5 | 2000s | 2500-3499 | 2 | 4.7512 | 5 | 0 | 0 | 0 | 0 | 0 | 0 | 0 | 1 | 0 | 0 | 0 | 0
CR05 | 2000s | 2500-3499 | 3+ | 0 | 0 | 0 | 0 | 0 | 0 | 0 | 1 | 0 | 0 | 0 | 0 | 100% | Chan et al. [LBNL-5966E, August 2012; Eqn. 2 and Table 1] | CR 5 | 2000s | 2500-3499 | 3+ | 4.9176 | 5 | 0 | 0 | 0 | 0 | 0 | 0 | 0 | 1 | 0 | 0 | 0 | 0
CR05 | 2000s | 3500-4499 | 1 | 0 | 0 | 0 | 0 | 0 | 0 | 0 | 0 | 1 | 0 | 0 | 0 | 100% | Chan et al. [LBNL-5966E, August 2012; Eqn. 2 and Table 1] | CR 5 | 2000s | 3500-4499 | 1 | 4.125 | 4 | 0 | 0 | 0 | 0 | 0 | 0 | 0 | 0 | 1 | 0 | 0 | 0
CR05 | 2000s | 3500-4499 | 2 | 0 | 0 | 0 | 0 | 0 | 0 | 0 | 0 | 1 | 0 | 0 | 0 | 100% | Chan et al. [LBNL-5966E, August 2012; Eqn. 2 and Table 1] | CR 5 | 2000s | 3500-4499 | 2 | 3.9164 | 4 | 0 | 0 | 0 | 0 | 0 | 0 | 0 | 0 | 1 | 0 | 0 | 0
CR05 | 2000s | 3500-4499 | 3+ | 0 | 0 | 0 | 0 | 0 | 0 | 0 | 0 | 1 | 0 | 0 | 0 | 100% | Chan et al. [LBNL-5966E, August 2012; Eqn. 2 and Table 1] | CR 5 | 2000s | 3500-4499 | 3+ | 4.0535 | 4 | 0 | 0 | 0 | 0 | 0 | 0 | 0 | 0 | 1 | 0 | 0 | 0
CR05 | 2000s | 4500+ | 1 | 0 | 0 | 0 | 0 | 0 | 0 | 0 | 0 | 0 | 1 | 0 | 0 | 100% | Chan et al. [LBNL-5966E, August 2012; Eqn. 2 and Table 1] | CR 5 | 2000s | 4500+ | 1 | 3.4002 | 3 | 0 | 0 | 0 | 0 | 0 | 0 | 0 | 0 | 0 | 1 | 0 | 0
CR05 | 2000s | 4500+ | 2 | 0 | 0 | 0 | 0 | 0 | 0 | 0 | 0 | 0 | 1 | 0 | 0 | 100% | Chan et al. [LBNL-5966E, August 2012; Eqn. 2 and Table 1] | CR 5 | 2000s | 4500+ | 2 | 3.2283 | 3 | 0 | 0 | 0 | 0 | 0 | 0 | 0 | 0 | 0 | 1 | 0 | 0
CR05 | 2000s | 4500+ | 3+ | 0 | 0 | 0 | 0 | 0 | 0 | 0 | 0 | 0 | 1 | 0 | 0 | 100% | Chan et al. [LBNL-5966E, August 2012; Eqn. 2 and Table 1] | CR 5 | 2000s | 4500+ | 3+ | 3.3413 | 3 | 0 | 0 | 0 | 0 | 0 | 0 | 0 | 0 | 0 | 1 | 0 | 0
CR06 | pre-1950 | 0-1499 | 1 | 0 | 1 | 0 | 0 | 0 | 0 | 0 | 0 | 0 | 0 | 0 | 0 | 100% | Chan et al. [LBNL-5966E, August 2012; Eqn. 2 and Table 1] | CR 6 | < 1950s | 0-1499 | 1 | 20.4658 | 20 | 0 | 1 | 0 | 0 | 0 | 0 | 0 | 0 | 0 | 0 | 0 | 0
CR06 | pre-1950 | 0-1499 | 2 | 0 | 1 | 0 | 0 | 0 | 0 | 0 | 0 | 0 | 0 | 0 | 0 | 100% | Chan et al. [LBNL-5966E, August 2012; Eqn. 2 and Table 1] | CR 6 | < 1950s | 0-1499 | 2 | 19.431 | 20 | 0 | 1 | 0 | 0 | 0 | 0 | 0 | 0 | 0 | 0 | 0 | 0
CR06 | pre-1950 | 0-1499 | 3+ | 0 | 1 | 0 | 0 | 0 | 0 | 0 | 0 | 0 | 0 | 0 | 0 | 100% | Chan et al. [LBNL-5966E, August 2012; Eqn. 2 and Table 1] | CR 6 | < 1950s | 0-1499 | 3+ | 20.1114 | 20 | 0 | 1 | 0 | 0 | 0 | 0 | 0 | 0 | 0 | 0 | 0 | 0
CR06 | pre-1950 | 1500-2499 | 1 | 0 | 0 | 1 | 0 | 0 | 0 | 0 | 0 | 0 | 0 | 0 | 0 | 100% | Chan et al. [LBNL-5966E, August 2012; Eqn. 2 and Table 1] | CR 6 | < 1950s | 1500-2499 | 1 | 16.8698 | 15 | 0 | 0 | 1 | 0 | 0 | 0 | 0 | 0 | 0 | 0 | 0 | 0
CR06 | pre-1950 | 1500-2499 | 2 | 0 | 0 | 1 | 0 | 0 | 0 | 0 | 0 | 0 | 0 | 0 | 0 | 100% | Chan et al. [LBNL-5966E, August 2012; Eqn. 2 and Table 1] | CR 6 | < 1950s | 1500-2499 | 2 | 16.0168 | 15 | 0 | 0 | 1 | 0 | 0 | 0 | 0 | 0 | 0 | 0 | 0 | 0
CR06 | pre-1950 | 1500-2499 | 3+ | 0 | 0 | 1 | 0 | 0 | 0 | 0 | 0 | 0 | 0 | 0 | 0 | 100% | Chan et al. [LBNL-5966E, August 2012; Eqn. 2 and Table 1] | CR 6 | < 1950s | 1500-2499 | 3+ | 16.5777 | 15 | 0 | 0 | 1 | 0 | 0 | 0 | 0 | 0 | 0 | 0 | 0 | 0
CR06 | pre-1950 | 2500-3499 | 1 | 0 | 0 | 1 | 0 | 0 | 0 | 0 | 0 | 0 | 0 | 0 | 0 | 100% | Chan et al. [LBNL-5966E, August 2012; Eqn. 2 and Table 1] | CR 6 | < 1950s | 2500-3499 | 1 | 13.9056 | 15 | 0 | 0 | 1 | 0 | 0 | 0 | 0 | 0 | 0 | 0 | 0 | 0
CR06 | pre-1950 | 2500-3499 | 2 | 0 | 0 | 1 | 0 | 0 | 0 | 0 | 0 | 0 | 0 | 0 | 0 | 100% | Chan et al. [LBNL-5966E, August 2012; Eqn. 2 and Table 1] | CR 6 | < 1950s | 2500-3499 | 2 | 13.2025 | 15 | 0 | 0 | 1 | 0 | 0 | 0 | 0 | 0 | 0 | 0 | 0 | 0
CR06 | pre-1950 | 2500-3499 | 3+ | 0 | 0 | 1 | 0 | 0 | 0 | 0 | 0 | 0 | 0 | 0 | 0 | 100% | Chan et al. [LBNL-5966E, August 2012; Eqn. 2 and Table 1] | CR 6 | < 1950s | 2500-3499 | 3+ | 13.6648 | 15 | 0 | 0 | 1 | 0 | 0 | 0 | 0 | 0 | 0 | 0 | 0 | 0
CR06 | pre-1950 | 3500-4499 | 1 | 0 | 0 | 0 | 1 | 0 | 0 | 0 | 0 | 0 | 0 | 0 | 0 | 100% | Chan et al. [LBNL-5966E, August 2012; Eqn. 2 and Table 1] | CR 6 | < 1950s | 3500-4499 | 1 | 11.4623 | 10 | 0 | 0 | 0 | 1 | 0 | 0 | 0 | 0 | 0 | 0 | 0 | 0
CR06 | pre-1950 | 3500-4499 | 2 | 0 | 0 | 0 | 1 | 0 | 0 | 0 | 0 | 0 | 0 | 0 | 0 | 100% | Chan et al. [LBNL-5966E, August 2012; Eqn. 2 and Table 1] | CR 6 | < 1950s | 3500-4499 | 2 | 10.8827 | 10 | 0 | 0 | 0 | 1 | 0 | 0 | 0 | 0 | 0 | 0 | 0 | 0
CR06 | pre-1950 | 3500-4499 | 3+ | 0 | 0 | 0 | 1 | 0 | 0 | 0 | 0 | 0 | 0 | 0 | 0 | 100% | Chan et al. [LBNL-5966E, August 2012; Eqn. 2 and Table 1] | CR 6 | < 1950s | 3500-4499 | 3+ | 11.2638 | 10 | 0 | 0 | 0 | 1 | 0 | 0 | 0 | 0 | 0 | 0 | 0 | 0
CR06 | pre-1950 | 4500+ | 1 | 0 | 0 | 0 | 1 | 0 | 0 | 0 | 0 | 0 | 0 | 0 | 0 | 100% | Chan et al. [LBNL-5966E, August 2012; Eqn. 2 and Table 1] | CR 6 | < 1950s | 4500+ | 1 | 9.4482 | 10 | 0 | 0 | 0 | 1 | 0 | 0 | 0 | 0 | 0 | 0 | 0 | 0
CR06 | pre-1950 | 4500+ | 2 | 0 | 0 | 0 | 0 | 1 | 0 | 0 | 0 | 0 | 0 | 0 | 0 | 100% | Chan et al. [LBNL-5966E, August 2012; Eqn. 2 and Table 1] | CR 6 | < 1950s | 4500+ | 2 | 8.9705 | 8 | 0 | 0 | 0 | 0 | 1 | 0 | 0 | 0 | 0 | 0 | 0 | 0
CR06 | pre-1950 | 4500+ | 3+ | 0 | 0 | 0 | 1 | 0 | 0 | 0 | 0 | 0 | 0 | 0 | 0 | 100% | Chan et al. [LBNL-5966E, August 2012; Eqn. 2 and Table 1] | CR 6 | < 1950s | 4500+ | 3+ | 9.2846 | 10 | 0 | 0 | 0 | 1 | 0 | 0 | 0 | 0 | 0 | 0 | 0 | 0
CR06 | 1950s | 0-1499 | 1 | 0 | 1 | 0 | 0 | 0 | 0 | 0 | 0 | 0 | 0 | 0 | 0 | 100% | Chan et al. [LBNL-5966E, August 2012; Eqn. 2 and Table 1] | CR 6 | 1950s | 0-1499 | 1 | 20.4658 | 20 | 0 | 1 | 0 | 0 | 0 | 0 | 0 | 0 | 0 | 0 | 0 | 0
CR06 | 1950s | 0-1499 | 2 | 0 | 1 | 0 | 0 | 0 | 0 | 0 | 0 | 0 | 0 | 0 | 0 | 100% | Chan et al. [LBNL-5966E, August 2012; Eqn. 2 and Table 1] | CR 6 | 1950s | 0-1499 | 2 | 19.431 | 20 | 0 | 1 | 0 | 0 | 0 | 0 | 0 | 0 | 0 | 0 | 0 | 0
CR06 | 1950s | 0-1499 | 3+ | 0 | 1 | 0 | 0 | 0 | 0 | 0 | 0 | 0 | 0 | 0 | 0 | 100% | Chan et al. [LBNL-5966E, August 2012; Eqn. 2 and Table 1] | CR 6 | 1950s | 0-1499 | 3+ | 20.1114 | 20 | 0 | 1 | 0 | 0 | 0 | 0 | 0 | 0 | 0 | 0 | 0 | 0
CR06 | 1950s | 1500-2499 | 1 | 0 | 0 | 1 | 0 | 0 | 0 | 0 | 0 | 0 | 0 | 0 | 0 | 100% | Chan et al. [LBNL-5966E, August 2012; Eqn. 2 and Table 1] | CR 6 | 1950s | 1500-2499 | 1 | 16.8698 | 15 | 0 | 0 | 1 | 0 | 0 | 0 | 0 | 0 | 0 | 0 | 0 | 0
CR06 | 1950s | 1500-2499 | 2 | 0 | 0 | 1 | 0 | 0 | 0 | 0 | 0 | 0 | 0 | 0 | 0 | 100% | Chan et al. [LBNL-5966E, August 2012; Eqn. 2 and Table 1] | CR 6 | 1950s | 1500-2499 | 2 | 16.0168 | 15 | 0 | 0 | 1 | 0 | 0 | 0 | 0 | 0 | 0 | 0 | 0 | 0
CR06 | 1950s | 1500-2499 | 3+ | 0 | 0 | 1 | 0 | 0 | 0 | 0 | 0 | 0 | 0 | 0 | 0 | 100% | Chan et al. [LBNL-5966E, August 2012; Eqn. 2 and Table 1] | CR 6 | 1950s | 1500-2499 | 3+ | 16.5777 | 15 | 0 | 0 | 1 | 0 | 0 | 0 | 0 | 0 | 0 | 0 | 0 | 0
CR06 | 1950s | 2500-3499 | 1 | 0 | 0 | 1 | 0 | 0 | 0 | 0 | 0 | 0 | 0 | 0 | 0 | 100% | Chan et al. [LBNL-5966E, August 2012; Eqn. 2 and Table 1] | CR 6 | 1950s | 2500-3499 | 1 | 13.9056 | 15 | 0 | 0 | 1 | 0 | 0 | 0 | 0 | 0 | 0 | 0 | 0 | 0
CR06 | 1950s | 2500-3499 | 2 | 0 | 0 | 1 | 0 | 0 | 0 | 0 | 0 | 0 | 0 | 0 | 0 | 100% | Chan et al. [LBNL-5966E, August 2012; Eqn. 2 and Table 1] | CR 6 | 1950s | 2500-3499 | 2 | 13.2025 | 15 | 0 | 0 | 1 | 0 | 0 | 0 | 0 | 0 | 0 | 0 | 0 | 0
CR06 | 1950s | 2500-3499 | 3+ | 0 | 0 | 1 | 0 | 0 | 0 | 0 | 0 | 0 | 0 | 0 | 0 | 100% | Chan et al. [LBNL-5966E, August 2012; Eqn. 2 and Table 1] | CR 6 | 1950s | 2500-3499 | 3+ | 13.6648 | 15 | 0 | 0 | 1 | 0 | 0 | 0 | 0 | 0 | 0 | 0 | 0 | 0
CR06 | 1950s | 3500-4499 | 1 | 0 | 0 | 0 | 1 | 0 | 0 | 0 | 0 | 0 | 0 | 0 | 0 | 100% | Chan et al. [LBNL-5966E, August 2012; Eqn. 2 and Table 1] | CR 6 | 1950s | 3500-4499 | 1 | 11.4623 | 10 | 0 | 0 | 0 | 1 | 0 | 0 | 0 | 0 | 0 | 0 | 0 | 0
CR06 | 1950s | 3500-4499 | 2 | 0 | 0 | 0 | 1 | 0 | 0 | 0 | 0 | 0 | 0 | 0 | 0 | 100% | Chan et al. [LBNL-5966E, August 2012; Eqn. 2 and Table 1] | CR 6 | 1950s | 3500-4499 | 2 | 10.8827 | 10 | 0 | 0 | 0 | 1 | 0 | 0 | 0 | 0 | 0 | 0 | 0 | 0
CR06 | 1950s | 3500-4499 | 3+ | 0 | 0 | 0 | 1 | 0 | 0 | 0 | 0 | 0 | 0 | 0 | 0 | 100% | Chan et al. [LBNL-5966E, August 2012; Eqn. 2 and Table 1] | CR 6 | 1950s | 3500-4499 | 3+ | 11.2638 | 10 | 0 | 0 | 0 | 1 | 0 | 0 | 0 | 0 | 0 | 0 | 0 | 0
CR06 | 1950s | 4500+ | 1 | 0 | 0 | 0 | 1 | 0 | 0 | 0 | 0 | 0 | 0 | 0 | 0 | 100% | Chan et al. [LBNL-5966E, August 2012; Eqn. 2 and Table 1] | CR 6 | 1950s | 4500+ | 1 | 9.4482 | 10 | 0 | 0 | 0 | 1 | 0 | 0 | 0 | 0 | 0 | 0 | 0 | 0
CR06 | 1950s | 4500+ | 2 | 0 | 0 | 0 | 0 | 1 | 0 | 0 | 0 | 0 | 0 | 0 | 0 | 100% | Chan et al. [LBNL-5966E, August 2012; Eqn. 2 and Table 1] | CR 6 | 1950s | 4500+ | 2 | 8.9705 | 8 | 0 | 0 | 0 | 0 | 1 | 0 | 0 | 0 | 0 | 0 | 0 | 0
CR06 | 1950s | 4500+ | 3+ | 0 | 0 | 0 | 1 | 0 | 0 | 0 | 0 | 0 | 0 | 0 | 0 | 100% | Chan et al. [LBNL-5966E, August 2012; Eqn. 2 and Table 1] | CR 6 | 1950s | 4500+ | 3+ | 9.2846 | 10 | 0 | 0 | 0 | 1 | 0 | 0 | 0 | 0 | 0 | 0 | 0 | 0
CR06 | 1960s | 1500-2499 | 1 | 0 | 1 | 0 | 0 | 0 | 0 | 0 | 0 | 0 | 0 | 0 | 0 | 100% | Chan et al. [LBNL-5966E, August 2012; Eqn. 2 and Table 1] | CR 6 | 1960s | 0-499 | 1 | 18.7721 | 20 | 0 | 1 | 0 | 0 | 0 | 0 | 0 | 0 | 0 | 0 | 0 | 0
CR06 | 1960s | 0-1499 | 2 | 0 | 0 | 1 | 0 | 0 | 0 | 0 | 0 | 0 | 0 | 0 | 0 | 100% | Chan et al. [LBNL-5966E, August 2012; Eqn. 2 and Table 1] | CR 6 | 1960s | 0-1499 | 2 | 16.1815 | 15 | 0 | 0 | 1 | 0 | 0 | 0 | 0 | 0 | 0 | 0 | 0 | 0
CR06 | 1960s | 0-1499 | 3+ | 0 | 0 | 1 | 0 | 0 | 0 | 0 | 0 | 0 | 0 | 0 | 0 | 100% | Chan et al. [LBNL-5966E, August 2012; Eqn. 2 and Table 1] | CR 6 | 1960s | 0-1499 | 3+ | 16.7482 | 15 | 0 | 0 | 1 | 0 | 0 | 0 | 0 | 0 | 0 | 0 | 0 | 0
CR06 | 1960s | 1500-2499 | 2 | 0 | 0 | 1 | 0 | 0 | 0 | 0 | 0 | 0 | 0 | 0 | 0 | 100% | Chan et al. [LBNL-5966E, August 2012; Eqn. 2 and Table 1] | CR 6 | 1960s | 1500-2499 | 1 | 14.0486 | 15 | 0 | 0 | 1 | 0 | 0 | 0 | 0 | 0 | 0 | 0 | 0 | 0
CR06 | 1960s | 1500-2499 | 3+ | 0 | 0 | 1 | 0 | 0 | 0 | 0 | 0 | 0 | 0 | 0 | 0 | 100% | Chan et al. [LBNL-5966E, August 2012; Eqn. 2 and Table 1] | CR 6 | 1960s | 1500-2499 | 2 | 13.3383 | 15 | 0 | 0 | 1 | 0 | 0 | 0 | 0 | 0 | 0 | 0 | 0 | 0
CR06 | 1960s | 2500-3499 | 1 | 0 | 0 | 1 | 0 | 0 | 0 | 0 | 0 | 0 | 0 | 0 | 0 | 100% | Chan et al. [LBNL-5966E, August 2012; Eqn. 2 and Table 1] | CR 6 | 1960s | 1500-2499 | 3+ | 13.8054 | 15 | 0 | 0 | 1 | 0 | 0 | 0 | 0 | 0 | 0 | 0 | 0 | 0
CR06 | 1960s | 2500-3499 | 2 | 0 | 0 | 0 | 1 | 0 | 0 | 0 | 0 | 0 | 0 | 0 | 0 | 100% | Chan et al. [LBNL-5966E, August 2012; Eqn. 2 and Table 1] | CR 6 | 1960s | 2500-3499 | 1 | 11.5802 | 10 | 0 | 0 | 0 | 1 | 0 | 0 | 0 | 0 | 0 | 0 | 0 | 0
CR06 | 1960s | 2500-3499 | 3+ | 0 | 0 | 0 | 1 | 0 | 0 | 0 | 0 | 0 | 0 | 0 | 0 | 100% | Chan et al. [LBNL-5966E, August 2012; Eqn. 2 and Table 1] | CR 6 | 1960s | 2500-3499 | 2 | 10.9946 | 10 | 0 | 0 | 0 | 1 | 0 | 0 | 0 | 0 | 0 | 0 | 0 | 0
CR06 | 1960s | 3500-4499 | 1 | 0 | 0 | 0 | 1 | 0 | 0 | 0 | 0 | 0 | 0 | 0 | 0 | 100% | Chan et al. [LBNL-5966E, August 2012; Eqn. 2 and Table 1] | CR 6 | 1960s | 2500-3499 | 3+ | 11.3796 | 10 | 0 | 0 | 0 | 1 | 0 | 0 | 0 | 0 | 0 | 0 | 0 | 0
CR06 | 1960s | 3500-4499 | 2 | 0 | 0 | 0 | 1 | 0 | 0 | 0 | 0 | 0 | 0 | 0 | 0 | 100% | Chan et al. [LBNL-5966E, August 2012; Eqn. 2 and Table 1] | CR 6 | 1960s | 3500-4499 | 1 | 9.5454 | 10 | 0 | 0 | 0 | 1 | 0 | 0 | 0 | 0 | 0 | 0 | 0 | 0
CR06 | 1960s | 3500-4499 | 3+ | 0 | 0 | 0 | 1 | 0 | 0 | 0 | 0 | 0 | 0 | 0 | 0 | 100% | Chan et al. [LBNL-5966E, August 2012; Eqn. 2 and Table 1] | CR 6 | 1960s | 3500-4499 | 2 | 9.0628 | 10 | 0 | 0 | 0 | 1 | 0 | 0 | 0 | 0 | 0 | 0 | 0 | 0
CR06 | 1960s | 4500+ | 1 | 0 | 0 | 0 | 1 | 0 | 0 | 0 | 0 | 0 | 0 | 0 | 0 | 100% | Chan et al. [LBNL-5966E, August 2012; Eqn. 2 and Table 1] | CR 6 | 1960s | 3500-4499 | 3+ | 9.3801 | 10 | 0 | 0 | 0 | 1 | 0 | 0 | 0 | 0 | 0 | 0 | 0 | 0
CR06 | 1960s | 4500+ | 2 | 0 | 0 | 0 | 0 | 1 | 0 | 0 | 0 | 0 | 0 | 0 | 0 | 100% | Chan et al. [LBNL-5966E, August 2012; Eqn. 2 and Table 1] | CR 6 | 1960s | 4500+ | 1 | 7.8682 | 8 | 0 | 0 | 0 | 0 | 1 | 0 | 0 | 0 | 0 | 0 | 0 | 0
CR06 | 1960s | 4500+ | 3+ | 0 | 0 | 0 | 0 | 0 | 1 | 0 | 0 | 0 | 0 | 0 | 0 | 100% | Chan et al. [LBNL-5966E, August 2012; Eqn. 2 and Table 1] | CR 6 | 1960s | 4500+ | 2 | 7.4704 | 7 | 0 | 0 | 0 | 0 | 0 | 1 | 0 | 0 | 0 | 0 | 0 | 0
CR06 | 1960s | 0-1499 | 1 | 0 | 0 | 0 | 0 | 1 | 0 | 0 | 0 | 0 | 0 | 0 | 0 | 100% | Chan et al. [LBNL-5966E, August 2012; Eqn. 2 and Table 1] | CR 6 | 1960s | 4500+ | 3+ | 7.7319 | 8 | 0 | 0 | 0 | 0 | 1 | 0 | 0 | 0 | 0 | 0 | 0 | 0
CR06 | 1970s | 0-1499 | 1 | 0 | 0 | 1 | 0 | 0 | 0 | 0 | 0 | 0 | 0 | 0 | 0 | 100% | Chan et al. [LBNL-5966E, August 2012; Eqn. 2 and Table 1] | CR 6 | 1970s | 0-1499 | 1 | 16.7225 | 15 | 0 | 0 | 1 | 0 | 0 | 0 | 0 | 0 | 0 | 0 | 0 | 0
CR06 | 1970s | 0-1499 | 2 | 0 | 0 | 1 | 0 | 0 | 0 | 0 | 0 | 0 | 0 | 0 | 0 | 100% | Chan et al. [LBNL-5966E, August 2012; Eqn. 2 and Table 1] | CR 6 | 1970s | 0-1499 | 2 | 15.877 | 15 | 0 | 0 | 1 | 0 | 0 | 0 | 0 | 0 | 0 | 0 | 0 | 0
CR06 | 1970s | 0-1499 | 3+ | 0 | 0 | 1 | 0 | 0 | 0 | 0 | 0 | 0 | 0 | 0 | 0 | 100% | Chan et al. [LBNL-5966E, August 2012; Eqn. 2 and Table 1] | CR 6 | 1970s | 0-1499 | 3+ | 16.433 | 15 | 0 | 0 | 1 | 0 | 0 | 0 | 0 | 0 | 0 | 0 | 0 | 0
CR06 | 1970s | 1500-2499 | 1 | 0 | 0 | 1 | 0 | 0 | 0 | 0 | 0 | 0 | 0 | 0 | 0 | 100% | Chan et al. [LBNL-5966E, August 2012; Eqn. 2 and Table 1] | CR 6 | 1970s | 1500-2499 | 1 | 13.7842 | 15 | 0 | 0 | 1 | 0 | 0 | 0 | 0 | 0 | 0 | 0 | 0 | 0
CR06 | 1970s | 1500-2499 | 2 | 0 | 0 | 1 | 0 | 0 | 0 | 0 | 0 | 0 | 0 | 0 | 0 | 100% | Chan et al. [LBNL-5966E, August 2012; Eqn. 2 and Table 1] | CR 6 | 1970s | 1500-2499 | 2 | 13.0873 | 15 | 0 | 0 | 1 | 0 | 0 | 0 | 0 | 0 | 0 | 0 | 0 | 0
CR06 | 1970s | 1500-2499 | 3+ | 0 | 0 | 1 | 0 | 0 | 0 | 0 | 0 | 0 | 0 | 0 | 0 | 100% | Chan et al. [LBNL-5966E, August 2012; Eqn. 2 and Table 1] | CR 6 | 1970s | 1500-2499 | 3+ | 13.5455 | 15 | 0 | 0 | 1 | 0 | 0 | 0 | 0 | 0 | 0 | 0 | 0 | 0
CR06 | 1970s | 2500-3499 | 1 | 0 | 0 | 0 | 1 | 0 | 0 | 0 | 0 | 0 | 0 | 0 | 0 | 100% | Chan et al. [LBNL-5966E, August 2012; Eqn. 2 and Table 1] | CR 6 | 1970s | 2500-3499 | 1 | 11.3622 | 10 | 0 | 0 | 0 | 1 | 0 | 0 | 0 | 0 | 0 | 0 | 0 | 0
CR06 | 1970s | 2500-3499 | 2 | 0 | 0 | 0 | 1 | 0 | 0 | 0 | 0 | 0 | 0 | 0 | 0 | 100% | Chan et al. [LBNL-5966E, August 2012; Eqn. 2 and Table 1] | CR 6 | 1970s | 2500-3499 | 2 | 10.7877 | 10 | 0 | 0 | 0 | 1 | 0 | 0 | 0 | 0 | 0 | 0 | 0 | 0
CR06 | 1970s | 2500-3499 | 3+ | 0 | 0 | 0 | 1 | 0 | 0 | 0 | 0 | 0 | 0 | 0 | 0 | 100% | Chan et al. [LBNL-5966E, August 2012; Eqn. 2 and Table 1] | CR 6 | 1970s | 2500-3499 | 3+ | 11.1655 | 10 | 0 | 0 | 0 | 1 | 0 | 0 | 0 | 0 | 0 | 0 | 0 | 0
CR06 | 1970s | 3500-4499 | 1 | 0 | 0 | 0 | 1 | 0 | 0 | 0 | 0 | 0 | 0 | 0 | 0 | 100% | Chan et al. [LBNL-5966E, August 2012; Eqn. 2 and Table 1] | CR 6 | 1970s | 3500-4499 | 1 | 9.3658 | 10 | 0 | 0 | 0 | 1 | 0 | 0 | 0 | 0 | 0 | 0 | 0 | 0
CR06 | 1970s | 3500-4499 | 2 | 0 | 0 | 0 | 0 | 1 | 0 | 0 | 0 | 0 | 0 | 0 | 0 | 100% | Chan et al. [LBNL-5966E, August 2012; Eqn. 2 and Table 1] | CR 6 | 1970s | 3500-4499 | 2 | 8.8922 | 8 | 0 | 0 | 0 | 0 | 1 | 0 | 0 | 0 | 0 | 0 | 0 | 0
CR06 | 1970s | 3500-4499 | 3+ | 0 | 0 | 0 | 1 | 0 | 0 | 0 | 0 | 0 | 0 | 0 | 0 | 100% | Chan et al. [LBNL-5966E, August 2012; Eqn. 2 and Table 1] | CR 6 | 1970s | 3500-4499 | 3+ | 9.2036 | 10 | 0 | 0 | 0 | 1 | 0 | 0 | 0 | 0 | 0 | 0 | 0 | 0
CR06 | 1970s | 4500+ | 1 | 0 | 0 | 0 | 0 | 1 | 0 | 0 | 0 | 0 | 0 | 0 | 0 | 100% | Chan et al. [LBNL-5966E, August 2012; Eqn. 2 and Table 1] | CR 6 | 1970s | 4500+ | 1 | 7.7201 | 8 | 0 | 0 | 0 | 0 | 1 | 0 | 0 | 0 | 0 | 0 | 0 | 0
CR06 | 1970s | 4500+ | 2 | 0 | 0 | 0 | 0 | 0 | 1 | 0 | 0 | 0 | 0 | 0 | 0 | 100% | Chan et al. [LBNL-5966E, August 2012; Eqn. 2 and Table 1] | CR 6 | 1970s | 4500+ | 2 | 7.3298 | 7 | 0 | 0 | 0 | 0 | 0 | 1 | 0 | 0 | 0 | 0 | 0 | 0
CR06 | 1970s | 4500+ | 3+ | 0 | 0 | 0 | 0 | 1 | 0 | 0 | 0 | 0 | 0 | 0 | 0 | 100% | Chan et al. [LBNL-5966E, August 2012; Eqn. 2 and Table 1] | CR 6 | 1970s | 4500+ | 3+ | 7.5864 | 8 | 0 | 0 | 0 | 0 | 1 | 0 | 0 | 0 | 0 | 0 | 0 | 0
CR06 | 1980s | 0-1499 | 1 | 0 | 0 | 1 | 0 | 0 | 0 | 0 | 0 | 0 | 0 | 0 | 0 | 100% | Chan et al. [LBNL-5966E, August 2012; Eqn. 2 and Table 1] | CR 6 | 1980s | 0-1499 | 1 | 13.6639 | 15 | 0 | 0 | 1 | 0 | 0 | 0 | 0 | 0 | 0 | 0 | 0 | 0
CR06 | 1980s | 0-1499 | 2 | 0 | 0 | 1 | 0 | 0 | 0 | 0 | 0 | 0 | 0 | 0 | 0 | 100% | Chan et al. [LBNL-5966E, August 2012; Eqn. 2 and Table 1] | CR 6 | 1980s | 0-1499 | 2 | 12.973 | 15 | 0 | 0 | 1 | 0 | 0 | 0 | 0 | 0 | 0 | 0 | 0 | 0
CR06 | 1980s | 0-1499 | 3+ | 0 | 0 | 1 | 0 | 0 | 0 | 0 | 0 | 0 | 0 | 0 | 0 | 100% | Chan et al. [LBNL-5966E, August 2012; Eqn. 2 and Table 1] | CR 6 | 1980s | 0-1499 | 3+ | 13.4273 | 15 | 0 | 0 | 1 | 0 | 0 | 0 | 0 | 0 | 0 | 0 | 0 | 0
CR06 | 1980s | 1500-2499 | 1 | 0 | 0 | 0 | 1 | 0 | 0 | 0 | 0 | 0 | 0 | 0 | 0 | 100% | Chan et al. [LBNL-5966E, August 2012; Eqn. 2 and Table 1] | CR 6 | 1980s | 1500-2499 | 1 | 11.263 | 10 | 0 | 0 | 0 | 1 | 0 | 0 | 0 | 0 | 0 | 0 | 0 | 0
CR06 | 1980s | 1500-2499 | 2 | 0 | 0 | 0 | 1 | 0 | 0 | 0 | 0 | 0 | 0 | 0 | 0 | 100% | Chan et al. [LBNL-5966E, August 2012; Eqn. 2 and Table 1] | CR 6 | 1980s | 1500-2499 | 2 | 10.6935 | 10 | 0 | 0 | 0 | 1 | 0 | 0 | 0 | 0 | 0 | 0 | 0 | 0
CR06 | 1980s | 1500-2499 | 3+ | 0 | 0 | 0 | 1 | 0 | 0 | 0 | 0 | 0 | 0 | 0 | 0 | 100% | Chan et al. [LBNL-5966E, August 2012; Eqn. 2 and Table 1] | CR 6 | 1980s | 1500-2499 | 3+ | 11.068 | 10 | 0 | 0 | 0 | 1 | 0 | 0 | 0 | 0 | 0 | 0 | 0 | 0
CR06 | 1980s | 2500-3499 | 1 | 0 | 0 | 0 | 1 | 0 | 0 | 0 | 0 | 0 | 0 | 0 | 0 | 100% | Chan et al. [LBNL-5966E, August 2012; Eqn. 2 and Table 1] | CR 6 | 1980s | 2500-3499 | 1 | 9.284 | 10 | 0 | 0 | 0 | 1 | 0 | 0 | 0 | 0 | 0 | 0 | 0 | 0
CR06 | 1980s | 2500-3499 | 2 | 0 | 0 | 0 | 0 | 1 | 0 | 0 | 0 | 0 | 0 | 0 | 0 | 100% | Chan et al. [LBNL-5966E, August 2012; Eqn. 2 and Table 1] | CR 6 | 1980s | 2500-3499 | 2 | 8.8146 | 8 | 0 | 0 | 0 | 0 | 1 | 0 | 0 | 0 | 0 | 0 | 0 | 0
CR06 | 1980s | 2500-3499 | 3+ | 0 | 0 | 0 | 1 | 0 | 0 | 0 | 0 | 0 | 0 | 0 | 0 | 100% | Chan et al. [LBNL-5966E, August 2012; Eqn. 2 and Table 1] | CR 6 | 1980s | 2500-3499 | 3+ | 9.1232 | 10 | 0 | 0 | 0 | 1 | 0 | 0 | 0 | 0 | 0 | 0 | 0 | 0
CR06 | 1980s | 3500-4499 | 1 | 0 | 0 | 0 | 0 | 1 | 0 | 0 | 0 | 0 | 0 | 0 | 0 | 100% | Chan et al. [LBNL-5966E, August 2012; Eqn. 2 and Table 1] | CR 6 | 1980s | 3500-4499 | 1 | 7.6527 | 8 | 0 | 0 | 0 | 0 | 1 | 0 | 0 | 0 | 0 | 0 | 0 | 0
CR06 | 1980s | 3500-4499 | 2 | 0 | 0 | 0 | 0 | 0 | 1 | 0 | 0 | 0 | 0 | 0 | 0 | 100% | Chan et al. [LBNL-5966E, August 2012; Eqn. 2 and Table 1] | CR 6 | 1980s | 3500-4499 | 2 | 7.2658 | 7 | 0 | 0 | 0 | 0 | 0 | 1 | 0 | 0 | 0 | 0 | 0 | 0
CR06 | 1980s | 3500-4499 | 3+ | 0 | 0 | 0 | 0 | 1 | 0 | 0 | 0 | 0 | 0 | 0 | 0 | 100% | Chan et al. [LBNL-5966E, August 2012; Eqn. 2 and Table 1] | CR 6 | 1980s | 3500-4499 | 3+ | 7.5202 | 8 | 0 | 0 | 0 | 0 | 1 | 0 | 0 | 0 | 0 | 0 | 0 | 0
CR06 | 1980s | 4500+ | 1 | 0 | 0 | 0 | 0 | 0 | 0 | 1 | 0 | 0 | 0 | 0 | 0 | 100% | Chan et al. [LBNL-5966E, August 2012; Eqn. 2 and Table 1] | CR 6 | 1980s | 4500+ | 1 | 6.3081 | 6 | 0 | 0 | 0 | 0 | 0 | 0 | 1 | 0 | 0 | 0 | 0 | 0
CR06 | 1980s | 4500+ | 2 | 0 | 0 | 0 | 0 | 0 | 0 | 1 | 0 | 0 | 0 | 0 | 0 | 100% | Chan et al. [LBNL-5966E, August 2012; Eqn. 2 and Table 1] | CR 6 | 1980s | 4500+ | 2 | 5.9891 | 6 | 0 | 0 | 0 | 0 | 0 | 0 | 1 | 0 | 0 | 0 | 0 | 0
CR06 | 1980s | 4500+ | 3+ | 0 | 0 | 0 | 0 | 0 | 0 | 1 | 0 | 0 | 0 | 0 | 0 | 100% | Chan et al. [LBNL-5966E, August 2012; Eqn. 2 and Table 1] | CR 6 | 1980s | 4500+ | 3+ | 6.1988 | 6 | 0 | 0 | 0 | 0 | 0 | 0 | 1 | 0 | 0 | 0 | 0 | 0
CR06 | 1990s | 0-1499 | 1 | 0 | 0 | 0 | 1 | 0 | 0 | 0 | 0 | 0 | 0 | 0 | 0 | 100% | Chan et al. [LBNL-5966E, August 2012; Eqn. 2 and Table 1] | CR 6 | 1990s | 0-1499 | 1 | 10.525 | 10 | 0 | 0 | 0 | 1 | 0 | 0 | 0 | 0 | 0 | 0 | 0 | 0
CR06 | 1990s | 0-1499 | 2 | 0 | 0 | 0 | 1 | 0 | 0 | 0 | 0 | 0 | 0 | 0 | 0 | 100% | Chan et al. [LBNL-5966E, August 2012; Eqn. 2 and Table 1] | CR 6 | 1990s | 0-1499 | 2 | 9.9929 | 10 | 0 | 0 | 0 | 1 | 0 | 0 | 0 | 0 | 0 | 0 | 0 | 0
CR06 | 1990s | 0-1499 | 3+ | 0 | 0 | 0 | 1 | 0 | 0 | 0 | 0 | 0 | 0 | 0 | 0 | 100% | Chan et al. [LBNL-5966E, August 2012; Eqn. 2 and Table 1] | CR 6 | 1990s | 0-1499 | 3+ | 10.3428 | 10 | 0 | 0 | 0 | 1 | 0 | 0 | 0 | 0 | 0 | 0 | 0 | 0
CR06 | 1990s | 1500-2499 | 1 | 0 | 0 | 0 | 0 | 1 | 0 | 0 | 0 | 0 | 0 | 0 | 0 | 100% | Chan et al. [LBNL-5966E, August 2012; Eqn. 2 and Table 1] | CR 6 | 1990s | 1500-2499 | 1 | 8.6757 | 8 | 0 | 0 | 0 | 0 | 1 | 0 | 0 | 0 | 0 | 0 | 0 | 0
CR06 | 1990s | 1500-2499 | 2 | 0 | 0 | 0 | 0 | 1 | 0 | 0 | 0 | 0 | 0 | 0 | 0 | 100% | Chan et al. [LBNL-5966E, August 2012; Eqn. 2 and Table 1] | CR 6 | 1990s | 1500-2499 | 2 | 8.237 | 8 | 0 | 0 | 0 | 0 | 1 | 0 | 0 | 0 | 0 | 0 | 0 | 0
CR06 | 1990s | 1500-2499 | 3+ | 0 | 0 | 0 | 0 | 1 | 0 | 0 | 0 | 0 | 0 | 0 | 0 | 100% | Chan et al. [LBNL-5966E, August 2012; Eqn. 2 and Table 1] | CR 6 | 1990s | 1500-2499 | 3+ | 8.5255 | 8 | 0 | 0 | 0 | 0 | 1 | 0 | 0 | 0 | 0 | 0 | 0 | 0
CR06 | 1990s | 2500-3499 | 1 | 0 | 0 | 0 | 0 | 0 | 1 | 0 | 0 | 0 | 0 | 0 | 0 | 100% | Chan et al. [LBNL-5966E, August 2012; Eqn. 2 and Table 1] | CR 6 | 1990s | 2500-3499 | 1 | 7.1513 | 7 | 0 | 0 | 0 | 0 | 0 | 1 | 0 | 0 | 0 | 0 | 0 | 0
CR06 | 1990s | 2500-3499 | 2 | 0 | 0 | 0 | 0 | 0 | 1 | 0 | 0 | 0 | 0 | 0 | 0 | 100% | Chan et al. [LBNL-5966E, August 2012; Eqn. 2 and Table 1] | CR 6 | 1990s | 2500-3499 | 2 | 6.7897 | 7 | 0 | 0 | 0 | 0 | 0 | 1 | 0 | 0 | 0 | 0 | 0 | 0
CR06 | 1990s | 2500-3499 | 3+ | 0 | 0 | 0 | 0 | 0 | 1 | 0 | 0 | 0 | 0 | 0 | 0 | 100% | Chan et al. [LBNL-5966E, August 2012; Eqn. 2 and Table 1] | CR 6 | 1990s | 2500-3499 | 3+ | 7.0275 | 7 | 0 | 0 | 0 | 0 | 0 | 1 | 0 | 0 | 0 | 0 | 0 | 0
CR06 | 1990s | 3500-4499 | 1 | 0 | 0 | 0 | 0 | 0 | 0 | 1 | 0 | 0 | 0 | 0 | 0 | 100% | Chan et al. [LBNL-5966E, August 2012; Eqn. 2 and Table 1] | CR 6 | 1990s | 3500-4499 | 1 | 5.8947 | 6 | 0 | 0 | 0 | 0 | 0 | 0 | 1 | 0 | 0 | 0 | 0 | 0
CR06 | 1990s | 3500-4499 | 2 | 0 | 0 | 0 | 0 | 0 | 0 | 1 | 0 | 0 | 0 | 0 | 0 | 100% | Chan et al. [LBNL-5966E, August 2012; Eqn. 2 and Table 1] | CR 6 | 1990s | 3500-4499 | 2 | 5.5967 | 6 | 0 | 0 | 0 | 0 | 0 | 0 | 1 | 0 | 0 | 0 | 0 | 0
CR06 | 1990s | 3500-4499 | 3+ | 0 | 0 | 0 | 0 | 0 | 0 | 1 | 0 | 0 | 0 | 0 | 0 | 100% | Chan et al. [LBNL-5966E, August 2012; Eqn. 2 and Table 1] | CR 6 | 1990s | 3500-4499 | 3+ | 5.7927 | 6 | 0 | 0 | 0 | 0 | 0 | 0 | 1 | 0 | 0 | 0 | 0 | 0
CR06 | 1990s | 4500+ | 1 | 0 | 0 | 0 | 0 | 0 | 0 | 0 | 1 | 0 | 0 | 0 | 0 | 100% | Chan et al. [LBNL-5966E, August 2012; Eqn. 2 and Table 1] | CR 6 | 1990s | 4500+ | 1 | 4.859 | 5 | 0 | 0 | 0 | 0 | 0 | 0 | 0 | 1 | 0 | 0 | 0 | 0
CR06 | 1990s | 4500+ | 2 | 0 | 0 | 0 | 0 | 0 | 0 | 0 | 1 | 0 | 0 | 0 | 0 | 100% | Chan et al. [LBNL-5966E, August 2012; Eqn. 2 and Table 1] | CR 6 | 1990s | 4500+ | 2 | 4.6133 | 5 | 0 | 0 | 0 | 0 | 0 | 0 | 0 | 1 | 0 | 0 | 0 | 0
CR06 | 1990s | 4500+ | 3+ | 0 | 0 | 0 | 0 | 0 | 0 | 0 | 1 | 0 | 0 | 0 | 0 | 100% | Chan et al. [LBNL-5966E, August 2012; Eqn. 2 and Table 1] | CR 6 | 1990s | 4500+ | 3+ | 4.7748 | 5 | 0 | 0 | 0 | 0 | 0 | 0 | 0 | 1 | 0 | 0 | 0 | 0
CR06 | 2000s | 0-1499 | 1 | 0 | 0 | 0 | 1 | 0 | 0 | 0 | 0 | 0 | 0 | 0 | 0 | 100% | Chan et al. [LBNL-5966E, August 2012; Eqn. 2 and Table 1] | CR 6 | 2000s | 0-1499 | 1 | 9.1226 | 10 | 0 | 0 | 0 | 1 | 0 | 0 | 0 | 0 | 0 | 0 | 0 | 0
CR06 | 2000s | 0-1499 | 2 | 0 | 0 | 0 | 0 | 1 | 0 | 0 | 0 | 0 | 0 | 0 | 0 | 100% | Chan et al. [LBNL-5966E, August 2012; Eqn. 2 and Table 1] | CR 6 | 2000s | 0-1499 | 2 | 8.6614 | 8 | 0 | 0 | 0 | 0 | 1 | 0 | 0 | 0 | 0 | 0 | 0 | 0
CR06 | 2000s | 0-1499 | 3+ | 0 | 0 | 0 | 0 | 1 | 0 | 0 | 0 | 0 | 0 | 0 | 0 | 100% | Chan et al. [LBNL-5966E, August 2012; Eqn. 2 and Table 1] | CR 6 | 2000s | 0-1499 | 3+ | 8.9646 | 8 | 0 | 0 | 0 | 0 | 1 | 0 | 0 | 0 | 0 | 0 | 0 | 0
CR06 | 2000s | 1500-2499 | 1 | 0 | 0 | 0 | 0 | 1 | 0 | 0 | 0 | 0 | 0 | 0 | 0 | 100% | Chan et al. [LBNL-5966E, August 2012; Eqn. 2 and Table 1] | CR 6 | 2000s | 1500-2499 | 1 | 7.5197 | 8 | 0 | 0 | 0 | 0 | 1 | 0 | 0 | 0 | 0 | 0 | 0 | 0
CR06 | 2000s | 1500-2499 | 2 | 0 | 0 | 0 | 0 | 0 | 1 | 0 | 0 | 0 | 0 | 0 | 0 | 100% | Chan et al. [LBNL-5966E, August 2012; Eqn. 2 and Table 1] | CR 6 | 2000s | 1500-2499 | 2 | 7.1395 | 7 | 0 | 0 | 0 | 0 | 0 | 1 | 0 | 0 | 0 | 0 | 0 | 0
CR06 | 2000s | 1500-2499 | 3+ | 0 | 0 | 0 | 0 | 0 | 1 | 0 | 0 | 0 | 0 | 0 | 0 | 100% | Chan et al. [LBNL-5966E, August 2012; Eqn. 2 and Table 1] | CR 6 | 2000s | 1500-2499 | 3+ | 7.3895 | 7 | 0 | 0 | 0 | 0 | 0 | 1 | 0 | 0 | 0 | 0 | 0 | 0
CR06 | 2000s | 2500-3499 | 1 | 0 | 0 | 0 | 0 | 0 | 0 | 1 | 0 | 0 | 0 | 0 | 0 | 100% | Chan et al. [LBNL-5966E, August 2012; Eqn. 2 and Table 1] | CR 6 | 2000s | 2500-3499 | 1 | 6.1984 | 6 | 0 | 0 | 0 | 0 | 0 | 0 | 1 | 0 | 0 | 0 | 0 | 0
CR06 | 2000s | 2500-3499 | 2 | 0 | 0 | 0 | 0 | 0 | 0 | 1 | 0 | 0 | 0 | 0 | 0 | 100% | Chan et al. [LBNL-5966E, August 2012; Eqn. 2 and Table 1] | CR 6 | 2000s | 2500-3499 | 2 | 5.885 | 6 | 0 | 0 | 0 | 0 | 0 | 0 | 1 | 0 | 0 | 0 | 0 | 0
CR06 | 2000s | 2500-3499 | 3+ | 0 | 0 | 0 | 0 | 0 | 0 | 1 | 0 | 0 | 0 | 0 | 0 | 100% | Chan et al. [LBNL-5966E, August 2012; Eqn. 2 and Table 1] | CR 6 | 2000s | 2500-3499 | 3+ | 6.0911 | 6 | 0 | 0 | 0 | 0 | 0 | 0 | 1 | 0 | 0 | 0 | 0 | 0
CR06 | 2000s | 3500-4499 | 1 | 0 | 0 | 0 | 0 | 0 | 0 | 0 | 1 | 0 | 0 | 0 | 0 | 100% | Chan et al. [LBNL-5966E, August 2012; Eqn. 2 and Table 1] | CR 6 | 2000s | 3500-4499 | 1 | 5.1093 | 5 | 0 | 0 | 0 | 0 | 0 | 0 | 0 | 1 | 0 | 0 | 0 | 0
CR06 | 2000s | 3500-4499 | 2 | 0 | 0 | 0 | 0 | 0 | 0 | 0 | 1 | 0 | 0 | 0 | 0 | 100% | Chan et al. [LBNL-5966E, August 2012; Eqn. 2 and Table 1] | CR 6 | 2000s | 3500-4499 | 2 | 4.851 | 5 | 0 | 0 | 0 | 0 | 0 | 0 | 0 | 1 | 0 | 0 | 0 | 0
CR06 | 2000s | 3500-4499 | 3+ | 0 | 0 | 0 | 0 | 0 | 0 | 0 | 1 | 0 | 0 | 0 | 0 | 100% | Chan et al. [LBNL-5966E, August 2012; Eqn. 2 and Table 1] | CR 6 | 2000s | 3500-4499 | 3+ | 5.0208 | 5 | 0 | 0 | 0 | 0 | 0 | 0 | 0 | 1 | 0 | 0 | 0 | 0
CR06 | 2000s | 4500+ | 1 | 0 | 0 | 0 | 0 | 0 | 0 | 0 | 0 | 1 | 0 | 0 | 0 | 100% | Chan et al. [LBNL-5966E, August 2012; Eqn. 2 and Table 1] | CR 6 | 2000s | 4500+ | 1 | 4.2115 | 4 | 0 | 0 | 0 | 0 | 0 | 0 | 0 | 0 | 1 | 0 | 0 | 0
CR06 | 2000s | 4500+ | 2 | 0 | 0 | 0 | 0 | 0 | 0 | 0 | 0 | 1 | 0 | 0 | 0 | 100% | Chan et al. [LBNL-5966E, August 2012; Eqn. 2 and Table 1] | CR 6 | 2000s | 4500+ | 2 | 3.9986 | 4 | 0 | 0 | 0 | 0 | 0 | 0 | 0 | 0 | 1 | 0 | 0 | 0
CR06 | 2000s | 4500+ | 3+ | 0 | 0 | 0 | 0 | 0 | 0 | 0 | 0 | 1 | 0 | 0 | 0 | 100% | Chan et al. [LBNL-5966E, August 2012; Eqn. 2 and Table 1] | CR 6 | 2000s | 4500+ | 3+ | 4.1386 | 4 | 0 | 0 | 0 | 0 | 0 | 0 | 0 | 0 | 1 | 0 | 0 | 0
CR07 | pre-1950 | 0-1499 | 1 | 0 | 1 | 0 | 0 | 0 | 0 | 0 | 0 | 0 | 0 | 0 | 0 | 100% | Chan et al. [LBNL-5966E, August 2012; Eqn. 2 and Table 1] | CR 7 | < 1950s | 0-1499 | 1 | 20.4658 | 20 | 0 | 1 | 0 | 0 | 0 | 0 | 0 | 0 | 0 | 0 | 0 | 0
CR07 | pre-1950 | 0-1499 | 2 | 0 | 1 | 0 | 0 | 0 | 0 | 0 | 0 | 0 | 0 | 0 | 0 | 100% | Chan et al. [LBNL-5966E, August 2012; Eqn. 2 and Table 1] | CR 7 | < 1950s | 0-1499 | 2 | 19.431 | 20 | 0 | 1 | 0 | 0 | 0 | 0 | 0 | 0 | 0 | 0 | 0 | 0
CR07 | pre-1950 | 0-1499 | 3+ | 0 | 1 | 0 | 0 | 0 | 0 | 0 | 0 | 0 | 0 | 0 | 0 | 100% | Chan et al. [LBNL-5966E, August 2012; Eqn. 2 and Table 1] | CR 7 | < 1950s | 0-1499 | 3+ | 20.1114 | 20 | 0 | 1 | 0 | 0 | 0 | 0 | 0 | 0 | 0 | 0 | 0 | 0
CR07 | pre-1950 | 1500-2499 | 1 | 0 | 0 | 1 | 0 | 0 | 0 | 0 | 0 | 0 | 0 | 0 | 0 | 100% | Chan et al. [LBNL-5966E, August 2012; Eqn. 2 and Table 1] | CR 7 | < 1950s | 1500-2499 | 1 | 16.8698 | 15 | 0 | 0 | 1 | 0 | 0 | 0 | 0 | 0 | 0 | 0 | 0 | 0
CR07 | pre-1950 | 1500-2499 | 2 | 0 | 0 | 1 | 0 | 0 | 0 | 0 | 0 | 0 | 0 | 0 | 0 | 100% | Chan et al. [LBNL-5966E, August 2012; Eqn. 2 and Table 1] | CR 7 | < 1950s | 1500-2499 | 2 | 16.0168 | 15 | 0 | 0 | 1 | 0 | 0 | 0 | 0 | 0 | 0 | 0 | 0 | 0
CR07 | pre-1950 | 1500-2499 | 3+ | 0 | 0 | 1 | 0 | 0 | 0 | 0 | 0 | 0 | 0 | 0 | 0 | 100% | Chan et al. [LBNL-5966E, August 2012; Eqn. 2 and Table 1] | CR 7 | < 1950s | 1500-2499 | 3+ | 16.5777 | 15 | 0 | 0 | 1 | 0 | 0 | 0 | 0 | 0 | 0 | 0 | 0 | 0
CR07 | pre-1950 | 2500-3499 | 1 | 0 | 0 | 1 | 0 | 0 | 0 | 0 | 0 | 0 | 0 | 0 | 0 | 100% | Chan et al. [LBNL-5966E, August 2012; Eqn. 2 and Table 1] | CR 7 | < 1950s | 2500-3499 | 1 | 13.9056 | 15 | 0 | 0 | 1 | 0 | 0 | 0 | 0 | 0 | 0 | 0 | 0 | 0
CR07 | pre-1950 | 2500-3499 | 2 | 0 | 0 | 1 | 0 | 0 | 0 | 0 | 0 | 0 | 0 | 0 | 0 | 100% | Chan et al. [LBNL-5966E, August 2012; Eqn. 2 and Table 1] | CR 7 | < 1950s | 2500-3499 | 2 | 13.2025 | 15 | 0 | 0 | 1 | 0 | 0 | 0 | 0 | 0 | 0 | 0 | 0 | 0
CR07 | pre-1950 | 2500-3499 | 3+ | 0 | 0 | 1 | 0 | 0 | 0 | 0 | 0 | 0 | 0 | 0 | 0 | 100% | Chan et al. [LBNL-5966E, August 2012; Eqn. 2 and Table 1] | CR 7 | < 1950s | 2500-3499 | 3+ | 13.6648 | 15 | 0 | 0 | 1 | 0 | 0 | 0 | 0 | 0 | 0 | 0 | 0 | 0
CR07 | pre-1950 | 3500-4499 | 1 | 0 | 0 | 0 | 1 | 0 | 0 | 0 | 0 | 0 | 0 | 0 | 0 | 100% | Chan et al. [LBNL-5966E, August 2012; Eqn. 2 and Table 1] | CR 7 | < 1950s | 3500-4499 | 1 | 11.4623 | 10 | 0 | 0 | 0 | 1 | 0 | 0 | 0 | 0 | 0 | 0 | 0 | 0
CR07 | pre-1950 | 3500-4499 | 2 | 0 | 0 | 0 | 1 | 0 | 0 | 0 | 0 | 0 | 0 | 0 | 0 | 100% | Chan et al. [LBNL-5966E, August 2012; Eqn. 2 and Table 1] | CR 7 | < 1950s | 3500-4499 | 2 | 10.8827 | 10 | 0 | 0 | 0 | 1 | 0 | 0 | 0 | 0 | 0 | 0 | 0 | 0
CR07 | pre-1950 | 3500-4499 | 3+ | 0 | 0 | 0 | 1 | 0 | 0 | 0 | 0 | 0 | 0 | 0 | 0 | 100% | Chan et al. [LBNL-5966E, August 2012; Eqn. 2 and Table 1] | CR 7 | < 1950s | 3500-4499 | 3+ | 11.2638 | 10 | 0 | 0 | 0 | 1 | 0 | 0 | 0 | 0 | 0 | 0 | 0 | 0
CR07 | pre-1950 | 4500+ | 1 | 0 | 0 | 0 | 1 | 0 | 0 | 0 | 0 | 0 | 0 | 0 | 0 | 100% | Chan et al. [LBNL-5966E, August 2012; Eqn. 2 and Table 1] | CR 7 | < 1950s | 4500+ | 1 | 9.4482 | 10 | 0 | 0 | 0 | 1 | 0 | 0 | 0 | 0 | 0 | 0 | 0 | 0
CR07 | pre-1950 | 4500+ | 2 | 0 | 0 | 0 | 0 | 1 | 0 | 0 | 0 | 0 | 0 | 0 | 0 | 100% | Chan et al. [LBNL-5966E, August 2012; Eqn. 2 and Table 1] | CR 7 | < 1950s | 4500+ | 2 | 8.9705 | 8 | 0 | 0 | 0 | 0 | 1 | 0 | 0 | 0 | 0 | 0 | 0 | 0
CR07 | pre-1950 | 4500+ | 3+ | 0 | 0 | 0 | 1 | 0 | 0 | 0 | 0 | 0 | 0 | 0 | 0 | 100% | Chan et al. [LBNL-5966E, August 2012; Eqn. 2 and Table 1] | CR 7 | < 1950s | 4500+ | 3+ | 9.2846 | 10 | 0 | 0 | 0 | 1 | 0 | 0 | 0 | 0 | 0 | 0 | 0 | 0
CR07 | 1950s | 0-1499 | 1 | 0 | 1 | 0 | 0 | 0 | 0 | 0 | 0 | 0 | 0 | 0 | 0 | 100% | Chan et al. [LBNL-5966E, August 2012; Eqn. 2 and Table 1] | CR 7 | 1950s | 0-1499 | 1 | 20.4658 | 20 | 0 | 1 | 0 | 0 | 0 | 0 | 0 | 0 | 0 | 0 | 0 | 0
CR07 | 1950s | 0-1499 | 2 | 0 | 1 | 0 | 0 | 0 | 0 | 0 | 0 | 0 | 0 | 0 | 0 | 100% | Chan et al. [LBNL-5966E, August 2012; Eqn. 2 and Table 1] | CR 7 | 1950s | 0-1499 | 2 | 19.431 | 20 | 0 | 1 | 0 | 0 | 0 | 0 | 0 | 0 | 0 | 0 | 0 | 0
CR07 | 1950s | 0-1499 | 3+ | 0 | 1 | 0 | 0 | 0 | 0 | 0 | 0 | 0 | 0 | 0 | 0 | 100% | Chan et al. [LBNL-5966E, August 2012; Eqn. 2 and Table 1] | CR 7 | 1950s | 0-1499 | 3+ | 20.1114 | 20 | 0 | 1 | 0 | 0 | 0 | 0 | 0 | 0 | 0 | 0 | 0 | 0
CR07 | 1950s | 1500-2499 | 1 | 0 | 0 | 1 | 0 | 0 | 0 | 0 | 0 | 0 | 0 | 0 | 0 | 100% | Chan et al. [LBNL-5966E, August 2012; Eqn. 2 and Table 1] | CR 7 | 1950s | 1500-2499 | 1 | 16.8698 | 15 | 0 | 0 | 1 | 0 | 0 | 0 | 0 | 0 | 0 | 0 | 0 | 0
CR07 | 1950s | 1500-2499 | 2 | 0 | 0 | 1 | 0 | 0 | 0 | 0 | 0 | 0 | 0 | 0 | 0 | 100% | Chan et al. [LBNL-5966E, August 2012; Eqn. 2 and Table 1] | CR 7 | 1950s | 1500-2499 | 2 | 16.0168 | 15 | 0 | 0 | 1 | 0 | 0 | 0 | 0 | 0 | 0 | 0 | 0 | 0
CR07 | 1950s | 1500-2499 | 3+ | 0 | 0 | 1 | 0 | 0 | 0 | 0 | 0 | 0 | 0 | 0 | 0 | 100% | Chan et al. [LBNL-5966E, August 2012; Eqn. 2 and Table 1] | CR 7 | 1950s | 1500-2499 | 3+ | 16.5777 | 15 | 0 | 0 | 1 | 0 | 0 | 0 | 0 | 0 | 0 | 0 | 0 | 0
CR07 | 1950s | 2500-3499 | 1 | 0 | 0 | 1 | 0 | 0 | 0 | 0 | 0 | 0 | 0 | 0 | 0 | 100% | Chan et al. [LBNL-5966E, August 2012; Eqn. 2 and Table 1] | CR 7 | 1950s | 2500-3499 | 1 | 13.9056 | 15 | 0 | 0 | 1 | 0 | 0 | 0 | 0 | 0 | 0 | 0 | 0 | 0
CR07 | 1950s | 2500-3499 | 2 | 0 | 0 | 1 | 0 | 0 | 0 | 0 | 0 | 0 | 0 | 0 | 0 | 100% | Chan et al. [LBNL-5966E, August 2012; Eqn. 2 and Table 1] | CR 7 | 1950s | 2500-3499 | 2 | 13.2025 | 15 | 0 | 0 | 1 | 0 | 0 | 0 | 0 | 0 | 0 | 0 | 0 | 0
CR07 | 1950s | 2500-3499 | 3+ | 0 | 0 | 1 | 0 | 0 | 0 | 0 | 0 | 0 | 0 | 0 | 0 | 100% | Chan et al. [LBNL-5966E, August 2012; Eqn. 2 and Table 1] | CR 7 | 1950s | 2500-3499 | 3+ | 13.6648 | 15 | 0 | 0 | 1 | 0 | 0 | 0 | 0 | 0 | 0 | 0 | 0 | 0
CR07 | 1950s | 3500-4499 | 1 | 0 | 0 | 0 | 1 | 0 | 0 | 0 | 0 | 0 | 0 | 0 | 0 | 100% | Chan et al. [LBNL-5966E, August 2012; Eqn. 2 and Table 1] | CR 7 | 1950s | 3500-4499 | 1 | 11.4623 | 10 | 0 | 0 | 0 | 1 | 0 | 0 | 0 | 0 | 0 | 0 | 0 | 0
CR07 | 1950s | 3500-4499 | 2 | 0 | 0 | 0 | 1 | 0 | 0 | 0 | 0 | 0 | 0 | 0 | 0 | 100% | Chan et al. [LBNL-5966E, August 2012; Eqn. 2 and Table 1] | CR 7 | 1950s | 3500-4499 | 2 | 10.8827 | 10 | 0 | 0 | 0 | 1 | 0 | 0 | 0 | 0 | 0 | 0 | 0 | 0
CR07 | 1950s | 3500-4499 | 3+ | 0 | 0 | 0 | 1 | 0 | 0 | 0 | 0 | 0 | 0 | 0 | 0 | 100% | Chan et al. [LBNL-5966E, August 2012; Eqn. 2 and Table 1] | CR 7 | 1950s | 3500-4499 | 3+ | 11.2638 | 10 | 0 | 0 | 0 | 1 | 0 | 0 | 0 | 0 | 0 | 0 | 0 | 0
CR07 | 1950s | 4500+ | 1 | 0 | 0 | 0 | 1 | 0 | 0 | 0 | 0 | 0 | 0 | 0 | 0 | 100% | Chan et al. [LBNL-5966E, August 2012; Eqn. 2 and Table 1] | CR 7 | 1950s | 4500+ | 1 | 9.4482 | 10 | 0 | 0 | 0 | 1 | 0 | 0 | 0 | 0 | 0 | 0 | 0 | 0
CR07 | 1950s | 4500+ | 2 | 0 | 0 | 0 | 0 | 1 | 0 | 0 | 0 | 0 | 0 | 0 | 0 | 100% | Chan et al. [LBNL-5966E, August 2012; Eqn. 2 and Table 1] | CR 7 | 1950s | 4500+ | 2 | 8.9705 | 8 | 0 | 0 | 0 | 0 | 1 | 0 | 0 | 0 | 0 | 0 | 0 | 0
CR07 | 1950s | 4500+ | 3+ | 0 | 0 | 0 | 1 | 0 | 0 | 0 | 0 | 0 | 0 | 0 | 0 | 100% | Chan et al. [LBNL-5966E, August 2012; Eqn. 2 and Table 1] | CR 7 | 1950s | 4500+ | 3+ | 9.2846 | 10 | 0 | 0 | 0 | 1 | 0 | 0 | 0 | 0 | 0 | 0 | 0 | 0
CR07 | 1960s | 1500-2499 | 1 | 0 | 1 | 0 | 0 | 0 | 0 | 0 | 0 | 0 | 0 | 0 | 0 | 100% | Chan et al. [LBNL-5966E, August 2012; Eqn. 2 and Table 1] | CR 7 | 1960s | 0-499 | 1 | 18.7721 | 20 | 0 | 1 | 0 | 0 | 0 | 0 | 0 | 0 | 0 | 0 | 0 | 0
CR07 | 1960s | 0-1499 | 2 | 0 | 0 | 1 | 0 | 0 | 0 | 0 | 0 | 0 | 0 | 0 | 0 | 100% | Chan et al. [LBNL-5966E, August 2012; Eqn. 2 and Table 1] | CR 7 | 1960s | 0-1499 | 2 | 16.1815 | 15 | 0 | 0 | 1 | 0 | 0 | 0 | 0 | 0 | 0 | 0 | 0 | 0
CR07 | 1960s | 0-1499 | 3+ | 0 | 0 | 1 | 0 | 0 | 0 | 0 | 0 | 0 | 0 | 0 | 0 | 100% | Chan et al. [LBNL-5966E, August 2012; Eqn. 2 and Table 1] | CR 7 | 1960s | 0-1499 | 3+ | 16.7482 | 15 | 0 | 0 | 1 | 0 | 0 | 0 | 0 | 0 | 0 | 0 | 0 | 0
CR07 | 1960s | 1500-2499 | 2 | 0 | 0 | 1 | 0 | 0 | 0 | 0 | 0 | 0 | 0 | 0 | 0 | 100% | Chan et al. [LBNL-5966E, August 2012; Eqn. 2 and Table 1] | CR 7 | 1960s | 1500-2499 | 1 | 14.0486 | 15 | 0 | 0 | 1 | 0 | 0 | 0 | 0 | 0 | 0 | 0 | 0 | 0
CR07 | 1960s | 1500-2499 | 3+ | 0 | 0 | 1 | 0 | 0 | 0 | 0 | 0 | 0 | 0 | 0 | 0 | 100% | Chan et al. [LBNL-5966E, August 2012; Eqn. 2 and Table 1] | CR 7 | 1960s | 1500-2499 | 2 | 13.3383 | 15 | 0 | 0 | 1 | 0 | 0 | 0 | 0 | 0 | 0 | 0 | 0 | 0
CR07 | 1960s | 2500-3499 | 1 | 0 | 0 | 1 | 0 | 0 | 0 | 0 | 0 | 0 | 0 | 0 | 0 | 100% | Chan et al. [LBNL-5966E, August 2012; Eqn. 2 and Table 1] | CR 7 | 1960s | 1500-2499 | 3+ | 13.8054 | 15 | 0 | 0 | 1 | 0 | 0 | 0 | 0 | 0 | 0 | 0 | 0 | 0
CR07 | 1960s | 2500-3499 | 2 | 0 | 0 | 0 | 1 | 0 | 0 | 0 | 0 | 0 | 0 | 0 | 0 | 100% | Chan et al. [LBNL-5966E, August 2012; Eqn. 2 and Table 1] | CR 7 | 1960s | 2500-3499 | 1 | 11.5802 | 10 | 0 | 0 | 0 | 1 | 0 | 0 | 0 | 0 | 0 | 0 | 0 | 0
CR07 | 1960s | 2500-3499 | 3+ | 0 | 0 | 0 | 1 | 0 | 0 | 0 | 0 | 0 | 0 | 0 | 0 | 100% | Chan et al. [LBNL-5966E, August 2012; Eqn. 2 and Table 1] | CR 7 | 1960s | 2500-3499 | 2 | 10.9946 | 10 | 0 | 0 | 0 | 1 | 0 | 0 | 0 | 0 | 0 | 0 | 0 | 0
CR07 | 1960s | 3500-4499 | 1 | 0 | 0 | 0 | 1 | 0 | 0 | 0 | 0 | 0 | 0 | 0 | 0 | 100% | Chan et al. [LBNL-5966E, August 2012; Eqn. 2 and Table 1] | CR 7 | 1960s | 2500-3499 | 3+ | 11.3796 | 10 | 0 | 0 | 0 | 1 | 0 | 0 | 0 | 0 | 0 | 0 | 0 | 0
CR07 | 1960s | 3500-4499 | 2 | 0 | 0 | 0 | 1 | 0 | 0 | 0 | 0 | 0 | 0 | 0 | 0 | 100% | Chan et al. [LBNL-5966E, August 2012; Eqn. 2 and Table 1] | CR 7 | 1960s | 3500-4499 | 1 | 9.5454 | 10 | 0 | 0 | 0 | 1 | 0 | 0 | 0 | 0 | 0 | 0 | 0 | 0
CR07 | 1960s | 3500-4499 | 3+ | 0 | 0 | 0 | 1 | 0 | 0 | 0 | 0 | 0 | 0 | 0 | 0 | 100% | Chan et al. [LBNL-5966E, August 2012; Eqn. 2 and Table 1] | CR 7 | 1960s | 3500-4499 | 2 | 9.0628 | 10 | 0 | 0 | 0 | 1 | 0 | 0 | 0 | 0 | 0 | 0 | 0 | 0
CR07 | 1960s | 4500+ | 1 | 0 | 0 | 0 | 1 | 0 | 0 | 0 | 0 | 0 | 0 | 0 | 0 | 100% | Chan et al. [LBNL-5966E, August 2012; Eqn. 2 and Table 1] | CR 7 | 1960s | 3500-4499 | 3+ | 9.3801 | 10 | 0 | 0 | 0 | 1 | 0 | 0 | 0 | 0 | 0 | 0 | 0 | 0
CR07 | 1960s | 4500+ | 2 | 0 | 0 | 0 | 0 | 1 | 0 | 0 | 0 | 0 | 0 | 0 | 0 | 100% | Chan et al. [LBNL-5966E, August 2012; Eqn. 2 and Table 1] | CR 7 | 1960s | 4500+ | 1 | 7.8682 | 8 | 0 | 0 | 0 | 0 | 1 | 0 | 0 | 0 | 0 | 0 | 0 | 0
CR07 | 1960s | 4500+ | 3+ | 0 | 0 | 0 | 0 | 0 | 1 | 0 | 0 | 0 | 0 | 0 | 0 | 100% | Chan et al. [LBNL-5966E, August 2012; Eqn. 2 and Table 1] | CR 7 | 1960s | 4500+ | 2 | 7.4704 | 7 | 0 | 0 | 0 | 0 | 0 | 1 | 0 | 0 | 0 | 0 | 0 | 0
CR07 | 1960s | 0-1499 | 1 | 0 | 0 | 0 | 0 | 1 | 0 | 0 | 0 | 0 | 0 | 0 | 0 | 100% | Chan et al. [LBNL-5966E, August 2012; Eqn. 2 and Table 1] | CR 7 | 1960s | 4500+ | 3+ | 7.7319 | 8 | 0 | 0 | 0 | 0 | 1 | 0 | 0 | 0 | 0 | 0 | 0 | 0
CR07 | 1970s | 0-1499 | 1 | 0 | 0 | 1 | 0 | 0 | 0 | 0 | 0 | 0 | 0 | 0 | 0 | 100% | Chan et al. [LBNL-5966E, August 2012; Eqn. 2 and Table 1] | CR 7 | 1970s | 0-1499 | 1 | 16.7225 | 15 | 0 | 0 | 1 | 0 | 0 | 0 | 0 | 0 | 0 | 0 | 0 | 0
CR07 | 1970s | 0-1499 | 2 | 0 | 0 | 1 | 0 | 0 | 0 | 0 | 0 | 0 | 0 | 0 | 0 | 100% | Chan et al. [LBNL-5966E, August 2012; Eqn. 2 and Table 1] | CR 7 | 1970s | 0-1499 | 2 | 15.877 | 15 | 0 | 0 | 1 | 0 | 0 | 0 | 0 | 0 | 0 | 0 | 0 | 0
CR07 | 1970s | 0-1499 | 3+ | 0 | 0 | 1 | 0 | 0 | 0 | 0 | 0 | 0 | 0 | 0 | 0 | 100% | Chan et al. [LBNL-5966E, August 2012; Eqn. 2 and Table 1] | CR 7 | 1970s | 0-1499 | 3+ | 16.433 | 15 | 0 | 0 | 1 | 0 | 0 | 0 | 0 | 0 | 0 | 0 | 0 | 0
CR07 | 1970s | 1500-2499 | 1 | 0 | 0 | 1 | 0 | 0 | 0 | 0 | 0 | 0 | 0 | 0 | 0 | 100% | Chan et al. [LBNL-5966E, August 2012; Eqn. 2 and Table 1] | CR 7 | 1970s | 1500-2499 | 1 | 13.7842 | 15 | 0 | 0 | 1 | 0 | 0 | 0 | 0 | 0 | 0 | 0 | 0 | 0
CR07 | 1970s | 1500-2499 | 2 | 0 | 0 | 1 | 0 | 0 | 0 | 0 | 0 | 0 | 0 | 0 | 0 | 100% | Chan et al. [LBNL-5966E, August 2012; Eqn. 2 and Table 1] | CR 7 | 1970s | 1500-2499 | 2 | 13.0873 | 15 | 0 | 0 | 1 | 0 | 0 | 0 | 0 | 0 | 0 | 0 | 0 | 0
CR07 | 1970s | 1500-2499 | 3+ | 0 | 0 | 1 | 0 | 0 | 0 | 0 | 0 | 0 | 0 | 0 | 0 | 100% | Chan et al. [LBNL-5966E, August 2012; Eqn. 2 and Table 1] | CR 7 | 1970s | 1500-2499 | 3+ | 13.5455 | 15 | 0 | 0 | 1 | 0 | 0 | 0 | 0 | 0 | 0 | 0 | 0 | 0
CR07 | 1970s | 2500-3499 | 1 | 0 | 0 | 0 | 1 | 0 | 0 | 0 | 0 | 0 | 0 | 0 | 0 | 100% | Chan et al. [LBNL-5966E, August 2012; Eqn. 2 and Table 1] | CR 7 | 1970s | 2500-3499 | 1 | 11.3622 | 10 | 0 | 0 | 0 | 1 | 0 | 0 | 0 | 0 | 0 | 0 | 0 | 0
CR07 | 1970s | 2500-3499 | 2 | 0 | 0 | 0 | 1 | 0 | 0 | 0 | 0 | 0 | 0 | 0 | 0 | 100% | Chan et al. [LBNL-5966E, August 2012; Eqn. 2 and Table 1] | CR 7 | 1970s | 2500-3499 | 2 | 10.7877 | 10 | 0 | 0 | 0 | 1 | 0 | 0 | 0 | 0 | 0 | 0 | 0 | 0
CR07 | 1970s | 2500-3499 | 3+ | 0 | 0 | 0 | 1 | 0 | 0 | 0 | 0 | 0 | 0 | 0 | 0 | 100% | Chan et al. [LBNL-5966E, August 2012; Eqn. 2 and Table 1] | CR 7 | 1970s | 2500-3499 | 3+ | 11.1655 | 10 | 0 | 0 | 0 | 1 | 0 | 0 | 0 | 0 | 0 | 0 | 0 | 0
CR07 | 1970s | 3500-4499 | 1 | 0 | 0 | 0 | 1 | 0 | 0 | 0 | 0 | 0 | 0 | 0 | 0 | 100% | Chan et al. [LBNL-5966E, August 2012; Eqn. 2 and Table 1] | CR 7 | 1970s | 3500-4499 | 1 | 9.3658 | 10 | 0 | 0 | 0 | 1 | 0 | 0 | 0 | 0 | 0 | 0 | 0 | 0
CR07 | 1970s | 3500-4499 | 2 | 0 | 0 | 0 | 0 | 1 | 0 | 0 | 0 | 0 | 0 | 0 | 0 | 100% | Chan et al. [LBNL-5966E, August 2012; Eqn. 2 and Table 1] | CR 7 | 1970s | 3500-4499 | 2 | 8.8922 | 8 | 0 | 0 | 0 | 0 | 1 | 0 | 0 | 0 | 0 | 0 | 0 | 0
CR07 | 1970s | 3500-4499 | 3+ | 0 | 0 | 0 | 1 | 0 | 0 | 0 | 0 | 0 | 0 | 0 | 0 | 100% | Chan et al. [LBNL-5966E, August 2012; Eqn. 2 and Table 1] | CR 7 | 1970s | 3500-4499 | 3+ | 9.2036 | 10 | 0 | 0 | 0 | 1 | 0 | 0 | 0 | 0 | 0 | 0 | 0 | 0
CR07 | 1970s | 4500+ | 1 | 0 | 0 | 0 | 0 | 1 | 0 | 0 | 0 | 0 | 0 | 0 | 0 | 100% | Chan et al. [LBNL-5966E, August 2012; Eqn. 2 and Table 1] | CR 7 | 1970s | 4500+ | 1 | 7.7201 | 8 | 0 | 0 | 0 | 0 | 1 | 0 | 0 | 0 | 0 | 0 | 0 | 0
CR07 | 1970s | 4500+ | 2 | 0 | 0 | 0 | 0 | 0 | 1 | 0 | 0 | 0 | 0 | 0 | 0 | 100% | Chan et al. [LBNL-5966E, August 2012; Eqn. 2 and Table 1] | CR 7 | 1970s | 4500+ | 2 | 7.3298 | 7 | 0 | 0 | 0 | 0 | 0 | 1 | 0 | 0 | 0 | 0 | 0 | 0
CR07 | 1970s | 4500+ | 3+ | 0 | 0 | 0 | 0 | 1 | 0 | 0 | 0 | 0 | 0 | 0 | 0 | 100% | Chan et al. [LBNL-5966E, August 2012; Eqn. 2 and Table 1] | CR 7 | 1970s | 4500+ | 3+ | 7.5864 | 8 | 0 | 0 | 0 | 0 | 1 | 0 | 0 | 0 | 0 | 0 | 0 | 0
CR07 | 1980s | 0-1499 | 1 | 0 | 0 | 1 | 0 | 0 | 0 | 0 | 0 | 0 | 0 | 0 | 0 | 100% | Chan et al. [LBNL-5966E, August 2012; Eqn. 2 and Table 1] | CR 7 | 1980s | 0-1499 | 1 | 13.6639 | 15 | 0 | 0 | 1 | 0 | 0 | 0 | 0 | 0 | 0 | 0 | 0 | 0
CR07 | 1980s | 0-1499 | 2 | 0 | 0 | 1 | 0 | 0 | 0 | 0 | 0 | 0 | 0 | 0 | 0 | 100% | Chan et al. [LBNL-5966E, August 2012; Eqn. 2 and Table 1] | CR 7 | 1980s | 0-1499 | 2 | 12.973 | 15 | 0 | 0 | 1 | 0 | 0 | 0 | 0 | 0 | 0 | 0 | 0 | 0
CR07 | 1980s | 0-1499 | 3+ | 0 | 0 | 1 | 0 | 0 | 0 | 0 | 0 | 0 | 0 | 0 | 0 | 100% | Chan et al. [LBNL-5966E, August 2012; Eqn. 2 and Table 1] | CR 7 | 1980s | 0-1499 | 3+ | 13.4273 | 15 | 0 | 0 | 1 | 0 | 0 | 0 | 0 | 0 | 0 | 0 | 0 | 0
CR07 | 1980s | 1500-2499 | 1 | 0 | 0 | 0 | 1 | 0 | 0 | 0 | 0 | 0 | 0 | 0 | 0 | 100% | Chan et al. [LBNL-5966E, August 2012; Eqn. 2 and Table 1] | CR 7 | 1980s | 1500-2499 | 1 | 11.263 | 10 | 0 | 0 | 0 | 1 | 0 | 0 | 0 | 0 | 0 | 0 | 0 | 0
CR07 | 1980s | 1500-2499 | 2 | 0 | 0 | 0 | 1 | 0 | 0 | 0 | 0 | 0 | 0 | 0 | 0 | 100% | Chan et al. [LBNL-5966E, August 2012; Eqn. 2 and Table 1] | CR 7 | 1980s | 1500-2499 | 2 | 10.6935 | 10 | 0 | 0 | 0 | 1 | 0 | 0 | 0 | 0 | 0 | 0 | 0 | 0
CR07 | 1980s | 1500-2499 | 3+ | 0 | 0 | 0 | 1 | 0 | 0 | 0 | 0 | 0 | 0 | 0 | 0 | 100% | Chan et al. [LBNL-5966E, August 2012; Eqn. 2 and Table 1] | CR 7 | 1980s | 1500-2499 | 3+ | 11.068 | 10 | 0 | 0 | 0 | 1 | 0 | 0 | 0 | 0 | 0 | 0 | 0 | 0
CR07 | 1980s | 2500-3499 | 1 | 0 | 0 | 0 | 1 | 0 | 0 | 0 | 0 | 0 | 0 | 0 | 0 | 100% | Chan et al. [LBNL-5966E, August 2012; Eqn. 2 and Table 1] | CR 7 | 1980s | 2500-3499 | 1 | 9.284 | 10 | 0 | 0 | 0 | 1 | 0 | 0 | 0 | 0 | 0 | 0 | 0 | 0
CR07 | 1980s | 2500-3499 | 2 | 0 | 0 | 0 | 0 | 1 | 0 | 0 | 0 | 0 | 0 | 0 | 0 | 100% | Chan et al. [LBNL-5966E, August 2012; Eqn. 2 and Table 1] | CR 7 | 1980s | 2500-3499 | 2 | 8.8146 | 8 | 0 | 0 | 0 | 0 | 1 | 0 | 0 | 0 | 0 | 0 | 0 | 0
CR07 | 1980s | 2500-3499 | 3+ | 0 | 0 | 0 | 1 | 0 | 0 | 0 | 0 | 0 | 0 | 0 | 0 | 100% | Chan et al. [LBNL-5966E, August 2012; Eqn. 2 and Table 1] | CR 7 | 1980s | 2500-3499 | 3+ | 9.1232 | 10 | 0 | 0 | 0 | 1 | 0 | 0 | 0 | 0 | 0 | 0 | 0 | 0
CR07 | 1980s | 3500-4499 | 1 | 0 | 0 | 0 | 0 | 1 | 0 | 0 | 0 | 0 | 0 | 0 | 0 | 100% | Chan et al. [LBNL-5966E, August 2012; Eqn. 2 and Table 1] | CR 7 | 1980s | 3500-4499 | 1 | 7.6527 | 8 | 0 | 0 | 0 | 0 | 1 | 0 | 0 | 0 | 0 | 0 | 0 | 0
CR07 | 1980s | 3500-4499 | 2 | 0 | 0 | 0 | 0 | 0 | 1 | 0 | 0 | 0 | 0 | 0 | 0 | 100% | Chan et al. [LBNL-5966E, August 2012; Eqn. 2 and Table 1] | CR 7 | 1980s | 3500-4499 | 2 | 7.2658 | 7 | 0 | 0 | 0 | 0 | 0 | 1 | 0 | 0 | 0 | 0 | 0 | 0
CR07 | 1980s | 3500-4499 | 3+ | 0 | 0 | 0 | 0 | 1 | 0 | 0 | 0 | 0 | 0 | 0 | 0 | 100% | Chan et al. [LBNL-5966E, August 2012; Eqn. 2 and Table 1] | CR 7 | 1980s | 3500-4499 | 3+ | 7.5202 | 8 | 0 | 0 | 0 | 0 | 1 | 0 | 0 | 0 | 0 | 0 | 0 | 0
CR07 | 1980s | 4500+ | 1 | 0 | 0 | 0 | 0 | 0 | 0 | 1 | 0 | 0 | 0 | 0 | 0 | 100% | Chan et al. [LBNL-5966E, August 2012; Eqn. 2 and Table 1] | CR 7 | 1980s | 4500+ | 1 | 6.3081 | 6 | 0 | 0 | 0 | 0 | 0 | 0 | 1 | 0 | 0 | 0 | 0 | 0
CR07 | 1980s | 4500+ | 2 | 0 | 0 | 0 | 0 | 0 | 0 | 1 | 0 | 0 | 0 | 0 | 0 | 100% | Chan et al. [LBNL-5966E, August 2012; Eqn. 2 and Table 1] | CR 7 | 1980s | 4500+ | 2 | 5.9891 | 6 | 0 | 0 | 0 | 0 | 0 | 0 | 1 | 0 | 0 | 0 | 0 | 0
CR07 | 1980s | 4500+ | 3+ | 0 | 0 | 0 | 0 | 0 | 0 | 1 | 0 | 0 | 0 | 0 | 0 | 100% | Chan et al. [LBNL-5966E, August 2012; Eqn. 2 and Table 1] | CR 7 | 1980s | 4500+ | 3+ | 6.1988 | 6 | 0 | 0 | 0 | 0 | 0 | 0 | 1 | 0 | 0 | 0 | 0 | 0
CR07 | 1990s | 0-1499 | 1 | 0 | 0 | 0 | 1 | 0 | 0 | 0 | 0 | 0 | 0 | 0 | 0 | 100% | Chan et al. [LBNL-5966E, August 2012; Eqn. 2 and Table 1] | CR 7 | 1990s | 0-1499 | 1 | 10.525 | 10 | 0 | 0 | 0 | 1 | 0 | 0 | 0 | 0 | 0 | 0 | 0 | 0
CR07 | 1990s | 0-1499 | 2 | 0 | 0 | 0 | 1 | 0 | 0 | 0 | 0 | 0 | 0 | 0 | 0 | 100% | Chan et al. [LBNL-5966E, August 2012; Eqn. 2 and Table 1] | CR 7 | 1990s | 0-1499 | 2 | 9.9929 | 10 | 0 | 0 | 0 | 1 | 0 | 0 | 0 | 0 | 0 | 0 | 0 | 0
CR07 | 1990s | 0-1499 | 3+ | 0 | 0 | 0 | 1 | 0 | 0 | 0 | 0 | 0 | 0 | 0 | 0 | 100% | Chan et al. [LBNL-5966E, August 2012; Eqn. 2 and Table 1] | CR 7 | 1990s | 0-1499 | 3+ | 10.3428 | 10 | 0 | 0 | 0 | 1 | 0 | 0 | 0 | 0 | 0 | 0 | 0 | 0
CR07 | 1990s | 1500-2499 | 1 | 0 | 0 | 0 | 0 | 1 | 0 | 0 | 0 | 0 | 0 | 0 | 0 | 100% | Chan et al. [LBNL-5966E, August 2012; Eqn. 2 and Table 1] | CR 7 | 1990s | 1500-2499 | 1 | 8.6757 | 8 | 0 | 0 | 0 | 0 | 1 | 0 | 0 | 0 | 0 | 0 | 0 | 0
CR07 | 1990s | 1500-2499 | 2 | 0 | 0 | 0 | 0 | 1 | 0 | 0 | 0 | 0 | 0 | 0 | 0 | 100% | Chan et al. [LBNL-5966E, August 2012; Eqn. 2 and Table 1] | CR 7 | 1990s | 1500-2499 | 2 | 8.237 | 8 | 0 | 0 | 0 | 0 | 1 | 0 | 0 | 0 | 0 | 0 | 0 | 0
CR07 | 1990s | 1500-2499 | 3+ | 0 | 0 | 0 | 0 | 1 | 0 | 0 | 0 | 0 | 0 | 0 | 0 | 100% | Chan et al. [LBNL-5966E, August 2012; Eqn. 2 and Table 1] | CR 7 | 1990s | 1500-2499 | 3+ | 8.5255 | 8 | 0 | 0 | 0 | 0 | 1 | 0 | 0 | 0 | 0 | 0 | 0 | 0
CR07 | 1990s | 2500-3499 | 1 | 0 | 0 | 0 | 0 | 0 | 1 | 0 | 0 | 0 | 0 | 0 | 0 | 100% | Chan et al. [LBNL-5966E, August 2012; Eqn. 2 and Table 1] | CR 7 | 1990s | 2500-3499 | 1 | 7.1513 | 7 | 0 | 0 | 0 | 0 | 0 | 1 | 0 | 0 | 0 | 0 | 0 | 0
CR07 | 1990s | 2500-3499 | 2 | 0 | 0 | 0 | 0 | 0 | 1 | 0 | 0 | 0 | 0 | 0 | 0 | 100% | Chan et al. [LBNL-5966E, August 2012; Eqn. 2 and Table 1] | CR 7 | 1990s | 2500-3499 | 2 | 6.7897 | 7 | 0 | 0 | 0 | 0 | 0 | 1 | 0 | 0 | 0 | 0 | 0 | 0
CR07 | 1990s | 2500-3499 | 3+ | 0 | 0 | 0 | 0 | 0 | 1 | 0 | 0 | 0 | 0 | 0 | 0 | 100% | Chan et al. [LBNL-5966E, August 2012; Eqn. 2 and Table 1] | CR 7 | 1990s | 2500-3499 | 3+ | 7.0275 | 7 | 0 | 0 | 0 | 0 | 0 | 1 | 0 | 0 | 0 | 0 | 0 | 0
CR07 | 1990s | 3500-4499 | 1 | 0 | 0 | 0 | 0 | 0 | 0 | 1 | 0 | 0 | 0 | 0 | 0 | 100% | Chan et al. [LBNL-5966E, August 2012; Eqn. 2 and Table 1] | CR 7 | 1990s | 3500-4499 | 1 | 5.8947 | 6 | 0 | 0 | 0 | 0 | 0 | 0 | 1 | 0 | 0 | 0 | 0 | 0
CR07 | 1990s | 3500-4499 | 2 | 0 | 0 | 0 | 0 | 0 | 0 | 1 | 0 | 0 | 0 | 0 | 0 | 100% | Chan et al. [LBNL-5966E, August 2012; Eqn. 2 and Table 1] | CR 7 | 1990s | 3500-4499 | 2 | 5.5967 | 6 | 0 | 0 | 0 | 0 | 0 | 0 | 1 | 0 | 0 | 0 | 0 | 0
CR07 | 1990s | 3500-4499 | 3+ | 0 | 0 | 0 | 0 | 0 | 0 | 1 | 0 | 0 | 0 | 0 | 0 | 100% | Chan et al. [LBNL-5966E, August 2012; Eqn. 2 and Table 1] | CR 7 | 1990s | 3500-4499 | 3+ | 5.7927 | 6 | 0 | 0 | 0 | 0 | 0 | 0 | 1 | 0 | 0 | 0 | 0 | 0
CR07 | 1990s | 4500+ | 1 | 0 | 0 | 0 | 0 | 0 | 0 | 0 | 1 | 0 | 0 | 0 | 0 | 100% | Chan et al. [LBNL-5966E, August 2012; Eqn. 2 and Table 1] | CR 7 | 1990s | 4500+ | 1 | 4.859 | 5 | 0 | 0 | 0 | 0 | 0 | 0 | 0 | 1 | 0 | 0 | 0 | 0
CR07 | 1990s | 4500+ | 2 | 0 | 0 | 0 | 0 | 0 | 0 | 0 | 1 | 0 | 0 | 0 | 0 | 100% | Chan et al. [LBNL-5966E, August 2012; Eqn. 2 and Table 1] | CR 7 | 1990s | 4500+ | 2 | 4.6133 | 5 | 0 | 0 | 0 | 0 | 0 | 0 | 0 | 1 | 0 | 0 | 0 | 0
CR07 | 1990s | 4500+ | 3+ | 0 | 0 | 0 | 0 | 0 | 0 | 0 | 1 | 0 | 0 | 0 | 0 | 100% | Chan et al. [LBNL-5966E, August 2012; Eqn. 2 and Table 1] | CR 7 | 1990s | 4500+ | 3+ | 4.7748 | 5 | 0 | 0 | 0 | 0 | 0 | 0 | 0 | 1 | 0 | 0 | 0 | 0
CR07 | 2000s | 0-1499 | 1 | 0 | 0 | 0 | 1 | 0 | 0 | 0 | 0 | 0 | 0 | 0 | 0 | 100% | Chan et al. [LBNL-5966E, August 2012; Eqn. 2 and Table 1] | CR 7 | 2000s | 0-1499 | 1 | 9.1226 | 10 | 0 | 0 | 0 | 1 | 0 | 0 | 0 | 0 | 0 | 0 | 0 | 0
CR07 | 2000s | 0-1499 | 2 | 0 | 0 | 0 | 0 | 1 | 0 | 0 | 0 | 0 | 0 | 0 | 0 | 100% | Chan et al. [LBNL-5966E, August 2012; Eqn. 2 and Table 1] | CR 7 | 2000s | 0-1499 | 2 | 8.6614 | 8 | 0 | 0 | 0 | 0 | 1 | 0 | 0 | 0 | 0 | 0 | 0 | 0
CR07 | 2000s | 0-1499 | 3+ | 0 | 0 | 0 | 0 | 1 | 0 | 0 | 0 | 0 | 0 | 0 | 0 | 100% | Chan et al. [LBNL-5966E, August 2012; Eqn. 2 and Table 1] | CR 7 | 2000s | 0-1499 | 3+ | 8.9646 | 8 | 0 | 0 | 0 | 0 | 1 | 0 | 0 | 0 | 0 | 0 | 0 | 0
CR07 | 2000s | 1500-2499 | 1 | 0 | 0 | 0 | 0 | 1 | 0 | 0 | 0 | 0 | 0 | 0 | 0 | 100% | Chan et al. [LBNL-5966E, August 2012; Eqn. 2 and Table 1] | CR 7 | 2000s | 1500-2499 | 1 | 7.5197 | 8 | 0 | 0 | 0 | 0 | 1 | 0 | 0 | 0 | 0 | 0 | 0 | 0
CR07 | 2000s | 1500-2499 | 2 | 0 | 0 | 0 | 0 | 0 | 1 | 0 | 0 | 0 | 0 | 0 | 0 | 100% | Chan et al. [LBNL-5966E, August 2012; Eqn. 2 and Table 1] | CR 7 | 2000s | 1500-2499 | 2 | 7.1395 | 7 | 0 | 0 | 0 | 0 | 0 | 1 | 0 | 0 | 0 | 0 | 0 | 0
CR07 | 2000s | 1500-2499 | 3+ | 0 | 0 | 0 | 0 | 0 | 1 | 0 | 0 | 0 | 0 | 0 | 0 | 100% | Chan et al. [LBNL-5966E, August 2012; Eqn. 2 and Table 1] | CR 7 | 2000s | 1500-2499 | 3+ | 7.3895 | 7 | 0 | 0 | 0 | 0 | 0 | 1 | 0 | 0 | 0 | 0 | 0 | 0
CR07 | 2000s | 2500-3499 | 1 | 0 | 0 | 0 | 0 | 0 | 0 | 1 | 0 | 0 | 0 | 0 | 0 | 100% | Chan et al. [LBNL-5966E, August 2012; Eqn. 2 and Table 1] | CR 7 | 2000s | 2500-3499 | 1 | 6.1984 | 6 | 0 | 0 | 0 | 0 | 0 | 0 | 1 | 0 | 0 | 0 | 0 | 0
CR07 | 2000s | 2500-3499 | 2 | 0 | 0 | 0 | 0 | 0 | 0 | 1 | 0 | 0 | 0 | 0 | 0 | 100% | Chan et al. [LBNL-5966E, August 2012; Eqn. 2 and Table 1] | CR 7 | 2000s | 2500-3499 | 2 | 5.885 | 6 | 0 | 0 | 0 | 0 | 0 | 0 | 1 | 0 | 0 | 0 | 0 | 0
CR07 | 2000s | 2500-3499 | 3+ | 0 | 0 | 0 | 0 | 0 | 0 | 1 | 0 | 0 | 0 | 0 | 0 | 100% | Chan et al. [LBNL-5966E, August 2012; Eqn. 2 and Table 1] | CR 7 | 2000s | 2500-3499 | 3+ | 6.0911 | 6 | 0 | 0 | 0 | 0 | 0 | 0 | 1 | 0 | 0 | 0 | 0 | 0
CR07 | 2000s | 3500-4499 | 1 | 0 | 0 | 0 | 0 | 0 | 0 | 0 | 1 | 0 | 0 | 0 | 0 | 100% | Chan et al. [LBNL-5966E, August 2012; Eqn. 2 and Table 1] | CR 7 | 2000s | 3500-4499 | 1 | 5.1093 | 5 | 0 | 0 | 0 | 0 | 0 | 0 | 0 | 1 | 0 | 0 | 0 | 0
CR07 | 2000s | 3500-4499 | 2 | 0 | 0 | 0 | 0 | 0 | 0 | 0 | 1 | 0 | 0 | 0 | 0 | 100% | Chan et al. [LBNL-5966E, August 2012; Eqn. 2 and Table 1] | CR 7 | 2000s | 3500-4499 | 2 | 4.851 | 5 | 0 | 0 | 0 | 0 | 0 | 0 | 0 | 1 | 0 | 0 | 0 | 0
CR07 | 2000s | 3500-4499 | 3+ | 0 | 0 | 0 | 0 | 0 | 0 | 0 | 1 | 0 | 0 | 0 | 0 | 100% | Chan et al. [LBNL-5966E, August 2012; Eqn. 2 and Table 1] | CR 7 | 2000s | 3500-4499 | 3+ | 5.0208 | 5 | 0 | 0 | 0 | 0 | 0 | 0 | 0 | 1 | 0 | 0 | 0 | 0
CR07 | 2000s | 4500+ | 1 | 0 | 0 | 0 | 0 | 0 | 0 | 0 | 0 | 1 | 0 | 0 | 0 | 100% | Chan et al. [LBNL-5966E, August 2012; Eqn. 2 and Table 1] | CR 7 | 2000s | 4500+ | 1 | 4.2115 | 4 | 0 | 0 | 0 | 0 | 0 | 0 | 0 | 0 | 1 | 0 | 0 | 0
CR07 | 2000s | 4500+ | 2 | 0 | 0 | 0 | 0 | 0 | 0 | 0 | 0 | 1 | 0 | 0 | 0 | 100% | Chan et al. [LBNL-5966E, August 2012; Eqn. 2 and Table 1] | CR 7 | 2000s | 4500+ | 2 | 3.9986 | 4 | 0 | 0 | 0 | 0 | 0 | 0 | 0 | 0 | 1 | 0 | 0 | 0
CR07 | 2000s | 4500+ | 3+ | 0 | 0 | 0 | 0 | 0 | 0 | 0 | 0 | 1 | 0 | 0 | 0 | 100% | Chan et al. [LBNL-5966E, August 2012; Eqn. 2 and Table 1] | CR 7 | 2000s | 4500+ | 3+ | 4.1386 | 4 | 0 | 0 | 0 | 0 | 0 | 0 | 0 | 0 | 1 | 0 | 0 | 0
CR08 | pre-1950 | 0-1499 | 1 | 0 | 1 | 0 | 0 | 0 | 0 | 0 | 0 | 0 | 0 | 0 | 0 | 100% | Chan et al. [LBNL-5966E, August 2012; Eqn. 2 and Table 1] | CR 8 | < 1950s | 0-1499 | 1 | 20.4658 | 20 | 0 | 1 | 0 | 0 | 0 | 0 | 0 | 0 | 0 | 0 | 0 | 0
CR08 | pre-1950 | 0-1499 | 2 | 0 | 1 | 0 | 0 | 0 | 0 | 0 | 0 | 0 | 0 | 0 | 0 | 100% | Chan et al. [LBNL-5966E, August 2012; Eqn. 2 and Table 1] | CR 8 | < 1950s | 0-1499 | 2 | 19.431 | 20 | 0 | 1 | 0 | 0 | 0 | 0 | 0 | 0 | 0 | 0 | 0 | 0
CR08 | pre-1950 | 0-1499 | 3+ | 0 | 1 | 0 | 0 | 0 | 0 | 0 | 0 | 0 | 0 | 0 | 0 | 100% | Chan et al. [LBNL-5966E, August 2012; Eqn. 2 and Table 1] | CR 8 | < 1950s | 0-1499 | 3+ | 20.1114 | 20 | 0 | 1 | 0 | 0 | 0 | 0 | 0 | 0 | 0 | 0 | 0 | 0
CR08 | pre-1950 | 1500-2499 | 1 | 0 | 0 | 1 | 0 | 0 | 0 | 0 | 0 | 0 | 0 | 0 | 0 | 100% | Chan et al. [LBNL-5966E, August 2012; Eqn. 2 and Table 1] | CR 8 | < 1950s | 1500-2499 | 1 | 16.8698 | 15 | 0 | 0 | 1 | 0 | 0 | 0 | 0 | 0 | 0 | 0 | 0 | 0
CR08 | pre-1950 | 1500-2499 | 2 | 0 | 0 | 1 | 0 | 0 | 0 | 0 | 0 | 0 | 0 | 0 | 0 | 100% | Chan et al. [LBNL-5966E, August 2012; Eqn. 2 and Table 1] | CR 8 | < 1950s | 1500-2499 | 2 | 16.0168 | 15 | 0 | 0 | 1 | 0 | 0 | 0 | 0 | 0 | 0 | 0 | 0 | 0
CR08 | pre-1950 | 1500-2499 | 3+ | 0 | 0 | 1 | 0 | 0 | 0 | 0 | 0 | 0 | 0 | 0 | 0 | 100% | Chan et al. [LBNL-5966E, August 2012; Eqn. 2 and Table 1] | CR 8 | < 1950s | 1500-2499 | 3+ | 16.5777 | 15 | 0 | 0 | 1 | 0 | 0 | 0 | 0 | 0 | 0 | 0 | 0 | 0
CR08 | pre-1950 | 2500-3499 | 1 | 0 | 0 | 1 | 0 | 0 | 0 | 0 | 0 | 0 | 0 | 0 | 0 | 100% | Chan et al. [LBNL-5966E, August 2012; Eqn. 2 and Table 1] | CR 8 | < 1950s | 2500-3499 | 1 | 13.9056 | 15 | 0 | 0 | 1 | 0 | 0 | 0 | 0 | 0 | 0 | 0 | 0 | 0
CR08 | pre-1950 | 2500-3499 | 2 | 0 | 0 | 1 | 0 | 0 | 0 | 0 | 0 | 0 | 0 | 0 | 0 | 100% | Chan et al. [LBNL-5966E, August 2012; Eqn. 2 and Table 1] | CR 8 | < 1950s | 2500-3499 | 2 | 13.2025 | 15 | 0 | 0 | 1 | 0 | 0 | 0 | 0 | 0 | 0 | 0 | 0 | 0
CR08 | pre-1950 | 2500-3499 | 3+ | 0 | 0 | 1 | 0 | 0 | 0 | 0 | 0 | 0 | 0 | 0 | 0 | 100% | Chan et al. [LBNL-5966E, August 2012; Eqn. 2 and Table 1] | CR 8 | < 1950s | 2500-3499 | 3+ | 13.6648 | 15 | 0 | 0 | 1 | 0 | 0 | 0 | 0 | 0 | 0 | 0 | 0 | 0
CR08 | pre-1950 | 3500-4499 | 1 | 0 | 0 | 0 | 1 | 0 | 0 | 0 | 0 | 0 | 0 | 0 | 0 | 100% | Chan et al. [LBNL-5966E, August 2012; Eqn. 2 and Table 1] | CR 8 | < 1950s | 3500-4499 | 1 | 11.4623 | 10 | 0 | 0 | 0 | 1 | 0 | 0 | 0 | 0 | 0 | 0 | 0 | 0
CR08 | pre-1950 | 3500-4499 | 2 | 0 | 0 | 0 | 1 | 0 | 0 | 0 | 0 | 0 | 0 | 0 | 0 | 100% | Chan et al. [LBNL-5966E, August 2012; Eqn. 2 and Table 1] | CR 8 | < 1950s | 3500-4499 | 2 | 10.8827 | 10 | 0 | 0 | 0 | 1 | 0 | 0 | 0 | 0 | 0 | 0 | 0 | 0
CR08 | pre-1950 | 3500-4499 | 3+ | 0 | 0 | 0 | 1 | 0 | 0 | 0 | 0 | 0 | 0 | 0 | 0 | 100% | Chan et al. [LBNL-5966E, August 2012; Eqn. 2 and Table 1] | CR 8 | < 1950s | 3500-4499 | 3+ | 11.2638 | 10 | 0 | 0 | 0 | 1 | 0 | 0 | 0 | 0 | 0 | 0 | 0 | 0
CR08 | pre-1950 | 4500+ | 1 | 0 | 0 | 0 | 1 | 0 | 0 | 0 | 0 | 0 | 0 | 0 | 0 | 100% | Chan et al. [LBNL-5966E, August 2012; Eqn. 2 and Table 1] | CR 8 | < 1950s | 4500+ | 1 | 9.4482 | 10 | 0 | 0 | 0 | 1 | 0 | 0 | 0 | 0 | 0 | 0 | 0 | 0
CR08 | pre-1950 | 4500+ | 2 | 0 | 0 | 0 | 0 | 1 | 0 | 0 | 0 | 0 | 0 | 0 | 0 | 100% | Chan et al. [LBNL-5966E, August 2012; Eqn. 2 and Table 1] | CR 8 | < 1950s | 4500+ | 2 | 8.9705 | 8 | 0 | 0 | 0 | 0 | 1 | 0 | 0 | 0 | 0 | 0 | 0 | 0
CR08 | pre-1950 | 4500+ | 3+ | 0 | 0 | 0 | 1 | 0 | 0 | 0 | 0 | 0 | 0 | 0 | 0 | 100% | Chan et al. [LBNL-5966E, August 2012; Eqn. 2 and Table 1] | CR 8 | < 1950s | 4500+ | 3+ | 9.2846 | 10 | 0 | 0 | 0 | 1 | 0 | 0 | 0 | 0 | 0 | 0 | 0 | 0
CR08 | 1950s | 0-1499 | 1 | 0 | 1 | 0 | 0 | 0 | 0 | 0 | 0 | 0 | 0 | 0 | 0 | 100% | Chan et al. [LBNL-5966E, August 2012; Eqn. 2 and Table 1] | CR 8 | 1950s | 0-1499 | 1 | 20.4658 | 20 | 0 | 1 | 0 | 0 | 0 | 0 | 0 | 0 | 0 | 0 | 0 | 0
CR08 | 1950s | 0-1499 | 2 | 0 | 1 | 0 | 0 | 0 | 0 | 0 | 0 | 0 | 0 | 0 | 0 | 100% | Chan et al. [LBNL-5966E, August 2012; Eqn. 2 and Table 1] | CR 8 | 1950s | 0-1499 | 2 | 19.431 | 20 | 0 | 1 | 0 | 0 | 0 | 0 | 0 | 0 | 0 | 0 | 0 | 0
CR08 | 1950s | 0-1499 | 3+ | 0 | 1 | 0 | 0 | 0 | 0 | 0 | 0 | 0 | 0 | 0 | 0 | 100% | Chan et al. [LBNL-5966E, August 2012; Eqn. 2 and Table 1] | CR 8 | 1950s | 0-1499 | 3+ | 20.1114 | 20 | 0 | 1 | 0 | 0 | 0 | 0 | 0 | 0 | 0 | 0 | 0 | 0
CR08 | 1950s | 1500-2499 | 1 | 0 | 0 | 1 | 0 | 0 | 0 | 0 | 0 | 0 | 0 | 0 | 0 | 100% | Chan et al. [LBNL-5966E, August 2012; Eqn. 2 and Table 1] | CR 8 | 1950s | 1500-2499 | 1 | 16.8698 | 15 | 0 | 0 | 1 | 0 | 0 | 0 | 0 | 0 | 0 | 0 | 0 | 0
CR08 | 1950s | 1500-2499 | 2 | 0 | 0 | 1 | 0 | 0 | 0 | 0 | 0 | 0 | 0 | 0 | 0 | 100% | Chan et al. [LBNL-5966E, August 2012; Eqn. 2 and Table 1] | CR 8 | 1950s | 1500-2499 | 2 | 16.0168 | 15 | 0 | 0 | 1 | 0 | 0 | 0 | 0 | 0 | 0 | 0 | 0 | 0
CR08 | 1950s | 1500-2499 | 3+ | 0 | 0 | 1 | 0 | 0 | 0 | 0 | 0 | 0 | 0 | 0 | 0 | 100% | Chan et al. [LBNL-5966E, August 2012; Eqn. 2 and Table 1] | CR 8 | 1950s | 1500-2499 | 3+ | 16.5777 | 15 | 0 | 0 | 1 | 0 | 0 | 0 | 0 | 0 | 0 | 0 | 0 | 0
CR08 | 1950s | 2500-3499 | 1 | 0 | 0 | 1 | 0 | 0 | 0 | 0 | 0 | 0 | 0 | 0 | 0 | 100% | Chan et al. [LBNL-5966E, August 2012; Eqn. 2 and Table 1] | CR 8 | 1950s | 2500-3499 | 1 | 13.9056 | 15 | 0 | 0 | 1 | 0 | 0 | 0 | 0 | 0 | 0 | 0 | 0 | 0
CR08 | 1950s | 2500-3499 | 2 | 0 | 0 | 1 | 0 | 0 | 0 | 0 | 0 | 0 | 0 | 0 | 0 | 100% | Chan et al. [LBNL-5966E, August 2012; Eqn. 2 and Table 1] | CR 8 | 1950s | 2500-3499 | 2 | 13.2025 | 15 | 0 | 0 | 1 | 0 | 0 | 0 | 0 | 0 | 0 | 0 | 0 | 0
CR08 | 1950s | 2500-3499 | 3+ | 0 | 0 | 1 | 0 | 0 | 0 | 0 | 0 | 0 | 0 | 0 | 0 | 100% | Chan et al. [LBNL-5966E, August 2012; Eqn. 2 and Table 1] | CR 8 | 1950s | 2500-3499 | 3+ | 13.6648 | 15 | 0 | 0 | 1 | 0 | 0 | 0 | 0 | 0 | 0 | 0 | 0 | 0
CR08 | 1950s | 3500-4499 | 1 | 0 | 0 | 0 | 1 | 0 | 0 | 0 | 0 | 0 | 0 | 0 | 0 | 100% | Chan et al. [LBNL-5966E, August 2012; Eqn. 2 and Table 1] | CR 8 | 1950s | 3500-4499 | 1 | 11.4623 | 10 | 0 | 0 | 0 | 1 | 0 | 0 | 0 | 0 | 0 | 0 | 0 | 0
CR08 | 1950s | 3500-4499 | 2 | 0 | 0 | 0 | 1 | 0 | 0 | 0 | 0 | 0 | 0 | 0 | 0 | 100% | Chan et al. [LBNL-5966E, August 2012; Eqn. 2 and Table 1] | CR 8 | 1950s | 3500-4499 | 2 | 10.8827 | 10 | 0 | 0 | 0 | 1 | 0 | 0 | 0 | 0 | 0 | 0 | 0 | 0
CR08 | 1950s | 3500-4499 | 3+ | 0 | 0 | 0 | 1 | 0 | 0 | 0 | 0 | 0 | 0 | 0 | 0 | 100% | Chan et al. [LBNL-5966E, August 2012; Eqn. 2 and Table 1] | CR 8 | 1950s | 3500-4499 | 3+ | 11.2638 | 10 | 0 | 0 | 0 | 1 | 0 | 0 | 0 | 0 | 0 | 0 | 0 | 0
CR08 | 1950s | 4500+ | 1 | 0 | 0 | 0 | 1 | 0 | 0 | 0 | 0 | 0 | 0 | 0 | 0 | 100% | Chan et al. [LBNL-5966E, August 2012; Eqn. 2 and Table 1] | CR 8 | 1950s | 4500+ | 1 | 9.4482 | 10 | 0 | 0 | 0 | 1 | 0 | 0 | 0 | 0 | 0 | 0 | 0 | 0
CR08 | 1950s | 4500+ | 2 | 0 | 0 | 0 | 0 | 1 | 0 | 0 | 0 | 0 | 0 | 0 | 0 | 100% | Chan et al. [LBNL-5966E, August 2012; Eqn. 2 and Table 1] | CR 8 | 1950s | 4500+ | 2 | 8.9705 | 8 | 0 | 0 | 0 | 0 | 1 | 0 | 0 | 0 | 0 | 0 | 0 | 0
CR08 | 1950s | 4500+ | 3+ | 0 | 0 | 0 | 1 | 0 | 0 | 0 | 0 | 0 | 0 | 0 | 0 | 100% | Chan et al. [LBNL-5966E, August 2012; Eqn. 2 and Table 1] | CR 8 | 1950s | 4500+ | 3+ | 9.2846 | 10 | 0 | 0 | 0 | 1 | 0 | 0 | 0 | 0 | 0 | 0 | 0 | 0
CR08 | 1960s | 1500-2499 | 1 | 0 | 1 | 0 | 0 | 0 | 0 | 0 | 0 | 0 | 0 | 0 | 0 | 100% | Chan et al. [LBNL-5966E, August 2012; Eqn. 2 and Table 1] | CR 8 | 1960s | 0-499 | 1 | 18.7721 | 20 | 0 | 1 | 0 | 0 | 0 | 0 | 0 | 0 | 0 | 0 | 0 | 0
CR08 | 1960s | 0-1499 | 2 | 0 | 0 | 1 | 0 | 0 | 0 | 0 | 0 | 0 | 0 | 0 | 0 | 100% | Chan et al. [LBNL-5966E, August 2012; Eqn. 2 and Table 1] | CR 8 | 1960s | 0-1499 | 2 | 16.1815 | 15 | 0 | 0 | 1 | 0 | 0 | 0 | 0 | 0 | 0 | 0 | 0 | 0
CR08 | 1960s | 0-1499 | 3+ | 0 | 0 | 1 | 0 | 0 | 0 | 0 | 0 | 0 | 0 | 0 | 0 | 100% | Chan et al. [LBNL-5966E, August 2012; Eqn. 2 and Table 1] | CR 8 | 1960s | 0-1499 | 3+ | 16.7482 | 15 | 0 | 0 | 1 | 0 | 0 | 0 | 0 | 0 | 0 | 0 | 0 | 0
CR08 | 1960s | 1500-2499 | 2 | 0 | 0 | 1 | 0 | 0 | 0 | 0 | 0 | 0 | 0 | 0 | 0 | 100% | Chan et al. [LBNL-5966E, August 2012; Eqn. 2 and Table 1] | CR 8 | 1960s | 1500-2499 | 1 | 14.0486 | 15 | 0 | 0 | 1 | 0 | 0 | 0 | 0 | 0 | 0 | 0 | 0 | 0
CR08 | 1960s | 1500-2499 | 3+ | 0 | 0 | 1 | 0 | 0 | 0 | 0 | 0 | 0 | 0 | 0 | 0 | 100% | Chan et al. [LBNL-5966E, August 2012; Eqn. 2 and Table 1] | CR 8 | 1960s | 1500-2499 | 2 | 13.3383 | 15 | 0 | 0 | 1 | 0 | 0 | 0 | 0 | 0 | 0 | 0 | 0 | 0
CR08 | 1960s | 2500-3499 | 1 | 0 | 0 | 1 | 0 | 0 | 0 | 0 | 0 | 0 | 0 | 0 | 0 | 100% | Chan et al. [LBNL-5966E, August 2012; Eqn. 2 and Table 1] | CR 8 | 1960s | 1500-2499 | 3+ | 13.8054 | 15 | 0 | 0 | 1 | 0 | 0 | 0 | 0 | 0 | 0 | 0 | 0 | 0
CR08 | 1960s | 2500-3499 | 2 | 0 | 0 | 0 | 1 | 0 | 0 | 0 | 0 | 0 | 0 | 0 | 0 | 100% | Chan et al. [LBNL-5966E, August 2012; Eqn. 2 and Table 1] | CR 8 | 1960s | 2500-3499 | 1 | 11.5802 | 10 | 0 | 0 | 0 | 1 | 0 | 0 | 0 | 0 | 0 | 0 | 0 | 0
CR08 | 1960s | 2500-3499 | 3+ | 0 | 0 | 0 | 1 | 0 | 0 | 0 | 0 | 0 | 0 | 0 | 0 | 100% | Chan et al. [LBNL-5966E, August 2012; Eqn. 2 and Table 1] | CR 8 | 1960s | 2500-3499 | 2 | 10.9946 | 10 | 0 | 0 | 0 | 1 | 0 | 0 | 0 | 0 | 0 | 0 | 0 | 0
CR08 | 1960s | 3500-4499 | 1 | 0 | 0 | 0 | 1 | 0 | 0 | 0 | 0 | 0 | 0 | 0 | 0 | 100% | Chan et al. [LBNL-5966E, August 2012; Eqn. 2 and Table 1] | CR 8 | 1960s | 2500-3499 | 3+ | 11.3796 | 10 | 0 | 0 | 0 | 1 | 0 | 0 | 0 | 0 | 0 | 0 | 0 | 0
CR08 | 1960s | 3500-4499 | 2 | 0 | 0 | 0 | 1 | 0 | 0 | 0 | 0 | 0 | 0 | 0 | 0 | 100% | Chan et al. [LBNL-5966E, August 2012; Eqn. 2 and Table 1] | CR 8 | 1960s | 3500-4499 | 1 | 9.5454 | 10 | 0 | 0 | 0 | 1 | 0 | 0 | 0 | 0 | 0 | 0 | 0 | 0
CR08 | 1960s | 3500-4499 | 3+ | 0 | 0 | 0 | 1 | 0 | 0 | 0 | 0 | 0 | 0 | 0 | 0 | 100% | Chan et al. [LBNL-5966E, August 2012; Eqn. 2 and Table 1] | CR 8 | 1960s | 3500-4499 | 2 | 9.0628 | 10 | 0 | 0 | 0 | 1 | 0 | 0 | 0 | 0 | 0 | 0 | 0 | 0
CR08 | 1960s | 4500+ | 1 | 0 | 0 | 0 | 1 | 0 | 0 | 0 | 0 | 0 | 0 | 0 | 0 | 100% | Chan et al. [LBNL-5966E, August 2012; Eqn. 2 and Table 1] | CR 8 | 1960s | 3500-4499 | 3+ | 9.3801 | 10 | 0 | 0 | 0 | 1 | 0 | 0 | 0 | 0 | 0 | 0 | 0 | 0
CR08 | 1960s | 4500+ | 2 | 0 | 0 | 0 | 0 | 1 | 0 | 0 | 0 | 0 | 0 | 0 | 0 | 100% | Chan et al. [LBNL-5966E, August 2012; Eqn. 2 and Table 1] | CR 8 | 1960s | 4500+ | 1 | 7.8682 | 8 | 0 | 0 | 0 | 0 | 1 | 0 | 0 | 0 | 0 | 0 | 0 | 0
CR08 | 1960s | 4500+ | 3+ | 0 | 0 | 0 | 0 | 0 | 1 | 0 | 0 | 0 | 0 | 0 | 0 | 100% | Chan et al. [LBNL-5966E, August 2012; Eqn. 2 and Table 1] | CR 8 | 1960s | 4500+ | 2 | 7.4704 | 7 | 0 | 0 | 0 | 0 | 0 | 1 | 0 | 0 | 0 | 0 | 0 | 0
CR08 | 1960s | 0-1499 | 1 | 0 | 0 | 0 | 0 | 1 | 0 | 0 | 0 | 0 | 0 | 0 | 0 | 100% | Chan et al. [LBNL-5966E, August 2012; Eqn. 2 and Table 1] | CR 8 | 1960s | 4500+ | 3+ | 7.7319 | 8 | 0 | 0 | 0 | 0 | 1 | 0 | 0 | 0 | 0 | 0 | 0 | 0
CR08 | 1970s | 0-1499 | 1 | 0 | 0 | 1 | 0 | 0 | 0 | 0 | 0 | 0 | 0 | 0 | 0 | 100% | Chan et al. [LBNL-5966E, August 2012; Eqn. 2 and Table 1] | CR 8 | 1970s | 0-1499 | 1 | 16.7225 | 15 | 0 | 0 | 1 | 0 | 0 | 0 | 0 | 0 | 0 | 0 | 0 | 0
CR08 | 1970s | 0-1499 | 2 | 0 | 0 | 1 | 0 | 0 | 0 | 0 | 0 | 0 | 0 | 0 | 0 | 100% | Chan et al. [LBNL-5966E, August 2012; Eqn. 2 and Table 1] | CR 8 | 1970s | 0-1499 | 2 | 15.877 | 15 | 0 | 0 | 1 | 0 | 0 | 0 | 0 | 0 | 0 | 0 | 0 | 0
CR08 | 1970s | 0-1499 | 3+ | 0 | 0 | 1 | 0 | 0 | 0 | 0 | 0 | 0 | 0 | 0 | 0 | 100% | Chan et al. [LBNL-5966E, August 2012; Eqn. 2 and Table 1] | CR 8 | 1970s | 0-1499 | 3+ | 16.433 | 15 | 0 | 0 | 1 | 0 | 0 | 0 | 0 | 0 | 0 | 0 | 0 | 0
CR08 | 1970s | 1500-2499 | 1 | 0 | 0 | 1 | 0 | 0 | 0 | 0 | 0 | 0 | 0 | 0 | 0 | 100% | Chan et al. [LBNL-5966E, August 2012; Eqn. 2 and Table 1] | CR 8 | 1970s | 1500-2499 | 1 | 13.7842 | 15 | 0 | 0 | 1 | 0 | 0 | 0 | 0 | 0 | 0 | 0 | 0 | 0
CR08 | 1970s | 1500-2499 | 2 | 0 | 0 | 1 | 0 | 0 | 0 | 0 | 0 | 0 | 0 | 0 | 0 | 100% | Chan et al. [LBNL-5966E, August 2012; Eqn. 2 and Table 1] | CR 8 | 1970s | 1500-2499 | 2 | 13.0873 | 15 | 0 | 0 | 1 | 0 | 0 | 0 | 0 | 0 | 0 | 0 | 0 | 0
CR08 | 1970s | 1500-2499 | 3+ | 0 | 0 | 1 | 0 | 0 | 0 | 0 | 0 | 0 | 0 | 0 | 0 | 100% | Chan et al. [LBNL-5966E, August 2012; Eqn. 2 and Table 1] | CR 8 | 1970s | 1500-2499 | 3+ | 13.5455 | 15 | 0 | 0 | 1 | 0 | 0 | 0 | 0 | 0 | 0 | 0 | 0 | 0
CR08 | 1970s | 2500-3499 | 1 | 0 | 0 | 0 | 1 | 0 | 0 | 0 | 0 | 0 | 0 | 0 | 0 | 100% | Chan et al. [LBNL-5966E, August 2012; Eqn. 2 and Table 1] | CR 8 | 1970s | 2500-3499 | 1 | 11.3622 | 10 | 0 | 0 | 0 | 1 | 0 | 0 | 0 | 0 | 0 | 0 | 0 | 0
CR08 | 1970s | 2500-3499 | 2 | 0 | 0 | 0 | 1 | 0 | 0 | 0 | 0 | 0 | 0 | 0 | 0 | 100% | Chan et al. [LBNL-5966E, August 2012; Eqn. 2 and Table 1] | CR 8 | 1970s | 2500-3499 | 2 | 10.7877 | 10 | 0 | 0 | 0 | 1 | 0 | 0 | 0 | 0 | 0 | 0 | 0 | 0
CR08 | 1970s | 2500-3499 | 3+ | 0 | 0 | 0 | 1 | 0 | 0 | 0 | 0 | 0 | 0 | 0 | 0 | 100% | Chan et al. [LBNL-5966E, August 2012; Eqn. 2 and Table 1] | CR 8 | 1970s | 2500-3499 | 3+ | 11.1655 | 10 | 0 | 0 | 0 | 1 | 0 | 0 | 0 | 0 | 0 | 0 | 0 | 0
CR08 | 1970s | 3500-4499 | 1 | 0 | 0 | 0 | 1 | 0 | 0 | 0 | 0 | 0 | 0 | 0 | 0 | 100% | Chan et al. [LBNL-5966E, August 2012; Eqn. 2 and Table 1] | CR 8 | 1970s | 3500-4499 | 1 | 9.3658 | 10 | 0 | 0 | 0 | 1 | 0 | 0 | 0 | 0 | 0 | 0 | 0 | 0
CR08 | 1970s | 3500-4499 | 2 | 0 | 0 | 0 | 0 | 1 | 0 | 0 | 0 | 0 | 0 | 0 | 0 | 100% | Chan et al. [LBNL-5966E, August 2012; Eqn. 2 and Table 1] | CR 8 | 1970s | 3500-4499 | 2 | 8.8922 | 8 | 0 | 0 | 0 | 0 | 1 | 0 | 0 | 0 | 0 | 0 | 0 | 0
CR08 | 1970s | 3500-4499 | 3+ | 0 | 0 | 0 | 1 | 0 | 0 | 0 | 0 | 0 | 0 | 0 | 0 | 100% | Chan et al. [LBNL-5966E, August 2012; Eqn. 2 and Table 1] | CR 8 | 1970s | 3500-4499 | 3+ | 9.2036 | 10 | 0 | 0 | 0 | 1 | 0 | 0 | 0 | 0 | 0 | 0 | 0 | 0
CR08 | 1970s | 4500+ | 1 | 0 | 0 | 0 | 0 | 1 | 0 | 0 | 0 | 0 | 0 | 0 | 0 | 100% | Chan et al. [LBNL-5966E, August 2012; Eqn. 2 and Table 1] | CR 8 | 1970s | 4500+ | 1 | 7.7201 | 8 | 0 | 0 | 0 | 0 | 1 | 0 | 0 | 0 | 0 | 0 | 0 | 0
CR08 | 1970s | 4500+ | 2 | 0 | 0 | 0 | 0 | 0 | 1 | 0 | 0 | 0 | 0 | 0 | 0 | 100% | Chan et al. [LBNL-5966E, August 2012; Eqn. 2 and Table 1] | CR 8 | 1970s | 4500+ | 2 | 7.3298 | 7 | 0 | 0 | 0 | 0 | 0 | 1 | 0 | 0 | 0 | 0 | 0 | 0
CR08 | 1970s | 4500+ | 3+ | 0 | 0 | 0 | 0 | 1 | 0 | 0 | 0 | 0 | 0 | 0 | 0 | 100% | Chan et al. [LBNL-5966E, August 2012; Eqn. 2 and Table 1] | CR 8 | 1970s | 4500+ | 3+ | 7.5864 | 8 | 0 | 0 | 0 | 0 | 1 | 0 | 0 | 0 | 0 | 0 | 0 | 0
CR08 | 1980s | 0-1499 | 1 | 0 | 0 | 1 | 0 | 0 | 0 | 0 | 0 | 0 | 0 | 0 | 0 | 100% | Chan et al. [LBNL-5966E, August 2012; Eqn. 2 and Table 1] | CR 8 | 1980s | 0-1499 | 1 | 13.6639 | 15 | 0 | 0 | 1 | 0 | 0 | 0 | 0 | 0 | 0 | 0 | 0 | 0
CR08 | 1980s | 0-1499 | 2 | 0 | 0 | 1 | 0 | 0 | 0 | 0 | 0 | 0 | 0 | 0 | 0 | 100% | Chan et al. [LBNL-5966E, August 2012; Eqn. 2 and Table 1] | CR 8 | 1980s | 0-1499 | 2 | 12.973 | 15 | 0 | 0 | 1 | 0 | 0 | 0 | 0 | 0 | 0 | 0 | 0 | 0
CR08 | 1980s | 0-1499 | 3+ | 0 | 0 | 1 | 0 | 0 | 0 | 0 | 0 | 0 | 0 | 0 | 0 | 100% | Chan et al. [LBNL-5966E, August 2012; Eqn. 2 and Table 1] | CR 8 | 1980s | 0-1499 | 3+ | 13.4273 | 15 | 0 | 0 | 1 | 0 | 0 | 0 | 0 | 0 | 0 | 0 | 0 | 0
CR08 | 1980s | 1500-2499 | 1 | 0 | 0 | 0 | 1 | 0 | 0 | 0 | 0 | 0 | 0 | 0 | 0 | 100% | Chan et al. [LBNL-5966E, August 2012; Eqn. 2 and Table 1] | CR 8 | 1980s | 1500-2499 | 1 | 11.263 | 10 | 0 | 0 | 0 | 1 | 0 | 0 | 0 | 0 | 0 | 0 | 0 | 0
CR08 | 1980s | 1500-2499 | 2 | 0 | 0 | 0 | 1 | 0 | 0 | 0 | 0 | 0 | 0 | 0 | 0 | 100% | Chan et al. [LBNL-5966E, August 2012; Eqn. 2 and Table 1] | CR 8 | 1980s | 1500-2499 | 2 | 10.6935 | 10 | 0 | 0 | 0 | 1 | 0 | 0 | 0 | 0 | 0 | 0 | 0 | 0
CR08 | 1980s | 1500-2499 | 3+ | 0 | 0 | 0 | 1 | 0 | 0 | 0 | 0 | 0 | 0 | 0 | 0 | 100% | Chan et al. [LBNL-5966E, August 2012; Eqn. 2 and Table 1] | CR 8 | 1980s | 1500-2499 | 3+ | 11.068 | 10 | 0 | 0 | 0 | 1 | 0 | 0 | 0 | 0 | 0 | 0 | 0 | 0
CR08 | 1980s | 2500-3499 | 1 | 0 | 0 | 0 | 1 | 0 | 0 | 0 | 0 | 0 | 0 | 0 | 0 | 100% | Chan et al. [LBNL-5966E, August 2012; Eqn. 2 and Table 1] | CR 8 | 1980s | 2500-3499 | 1 | 9.284 | 10 | 0 | 0 | 0 | 1 | 0 | 0 | 0 | 0 | 0 | 0 | 0 | 0
CR08 | 1980s | 2500-3499 | 2 | 0 | 0 | 0 | 0 | 1 | 0 | 0 | 0 | 0 | 0 | 0 | 0 | 100% | Chan et al. [LBNL-5966E, August 2012; Eqn. 2 and Table 1] | CR 8 | 1980s | 2500-3499 | 2 | 8.8146 | 8 | 0 | 0 | 0 | 0 | 1 | 0 | 0 | 0 | 0 | 0 | 0 | 0
CR08 | 1980s | 2500-3499 | 3+ | 0 | 0 | 0 | 1 | 0 | 0 | 0 | 0 | 0 | 0 | 0 | 0 | 100% | Chan et al. [LBNL-5966E, August 2012; Eqn. 2 and Table 1] | CR 8 | 1980s | 2500-3499 | 3+ | 9.1232 | 10 | 0 | 0 | 0 | 1 | 0 | 0 | 0 | 0 | 0 | 0 | 0 | 0
CR08 | 1980s | 3500-4499 | 1 | 0 | 0 | 0 | 0 | 1 | 0 | 0 | 0 | 0 | 0 | 0 | 0 | 100% | Chan et al. [LBNL-5966E, August 2012; Eqn. 2 and Table 1] | CR 8 | 1980s | 3500-4499 | 1 | 7.6527 | 8 | 0 | 0 | 0 | 0 | 1 | 0 | 0 | 0 | 0 | 0 | 0 | 0
CR08 | 1980s | 3500-4499 | 2 | 0 | 0 | 0 | 0 | 0 | 1 | 0 | 0 | 0 | 0 | 0 | 0 | 100% | Chan et al. [LBNL-5966E, August 2012; Eqn. 2 and Table 1] | CR 8 | 1980s | 3500-4499 | 2 | 7.2658 | 7 | 0 | 0 | 0 | 0 | 0 | 1 | 0 | 0 | 0 | 0 | 0 | 0
CR08 | 1980s | 3500-4499 | 3+ | 0 | 0 | 0 | 0 | 1 | 0 | 0 | 0 | 0 | 0 | 0 | 0 | 100% | Chan et al. [LBNL-5966E, August 2012; Eqn. 2 and Table 1] | CR 8 | 1980s | 3500-4499 | 3+ | 7.5202 | 8 | 0 | 0 | 0 | 0 | 1 | 0 | 0 | 0 | 0 | 0 | 0 | 0
CR08 | 1980s | 4500+ | 1 | 0 | 0 | 0 | 0 | 0 | 0 | 1 | 0 | 0 | 0 | 0 | 0 | 100% | Chan et al. [LBNL-5966E, August 2012; Eqn. 2 and Table 1] | CR 8 | 1980s | 4500+ | 1 | 6.3081 | 6 | 0 | 0 | 0 | 0 | 0 | 0 | 1 | 0 | 0 | 0 | 0 | 0
CR08 | 1980s | 4500+ | 2 | 0 | 0 | 0 | 0 | 0 | 0 | 1 | 0 | 0 | 0 | 0 | 0 | 100% | Chan et al. [LBNL-5966E, August 2012; Eqn. 2 and Table 1] | CR 8 | 1980s | 4500+ | 2 | 5.9891 | 6 | 0 | 0 | 0 | 0 | 0 | 0 | 1 | 0 | 0 | 0 | 0 | 0
CR08 | 1980s | 4500+ | 3+ | 0 | 0 | 0 | 0 | 0 | 0 | 1 | 0 | 0 | 0 | 0 | 0 | 100% | Chan et al. [LBNL-5966E, August 2012; Eqn. 2 and Table 1] | CR 8 | 1980s | 4500+ | 3+ | 6.1988 | 6 | 0 | 0 | 0 | 0 | 0 | 0 | 1 | 0 | 0 | 0 | 0 | 0
CR08 | 1990s | 0-1499 | 1 | 0 | 0 | 0 | 1 | 0 | 0 | 0 | 0 | 0 | 0 | 0 | 0 | 100% | Chan et al. [LBNL-5966E, August 2012; Eqn. 2 and Table 1] | CR 8 | 1990s | 0-1499 | 1 | 10.525 | 10 | 0 | 0 | 0 | 1 | 0 | 0 | 0 | 0 | 0 | 0 | 0 | 0
CR08 | 1990s | 0-1499 | 2 | 0 | 0 | 0 | 1 | 0 | 0 | 0 | 0 | 0 | 0 | 0 | 0 | 100% | Chan et al. [LBNL-5966E, August 2012; Eqn. 2 and Table 1] | CR 8 | 1990s | 0-1499 | 2 | 9.9929 | 10 | 0 | 0 | 0 | 1 | 0 | 0 | 0 | 0 | 0 | 0 | 0 | 0
CR08 | 1990s | 0-1499 | 3+ | 0 | 0 | 0 | 1 | 0 | 0 | 0 | 0 | 0 | 0 | 0 | 0 | 100% | Chan et al. [LBNL-5966E, August 2012; Eqn. 2 and Table 1] | CR 8 | 1990s | 0-1499 | 3+ | 10.3428 | 10 | 0 | 0 | 0 | 1 | 0 | 0 | 0 | 0 | 0 | 0 | 0 | 0
CR08 | 1990s | 1500-2499 | 1 | 0 | 0 | 0 | 0 | 1 | 0 | 0 | 0 | 0 | 0 | 0 | 0 | 100% | Chan et al. [LBNL-5966E, August 2012; Eqn. 2 and Table 1] | CR 8 | 1990s | 1500-2499 | 1 | 8.6757 | 8 | 0 | 0 | 0 | 0 | 1 | 0 | 0 | 0 | 0 | 0 | 0 | 0
CR08 | 1990s | 1500-2499 | 2 | 0 | 0 | 0 | 0 | 1 | 0 | 0 | 0 | 0 | 0 | 0 | 0 | 100% | Chan et al. [LBNL-5966E, August 2012; Eqn. 2 and Table 1] | CR 8 | 1990s | 1500-2499 | 2 | 8.237 | 8 | 0 | 0 | 0 | 0 | 1 | 0 | 0 | 0 | 0 | 0 | 0 | 0
CR08 | 1990s | 1500-2499 | 3+ | 0 | 0 | 0 | 0 | 1 | 0 | 0 | 0 | 0 | 0 | 0 | 0 | 100% | Chan et al. [LBNL-5966E, August 2012; Eqn. 2 and Table 1] | CR 8 | 1990s | 1500-2499 | 3+ | 8.5255 | 8 | 0 | 0 | 0 | 0 | 1 | 0 | 0 | 0 | 0 | 0 | 0 | 0
CR08 | 1990s | 2500-3499 | 1 | 0 | 0 | 0 | 0 | 0 | 1 | 0 | 0 | 0 | 0 | 0 | 0 | 100% | Chan et al. [LBNL-5966E, August 2012; Eqn. 2 and Table 1] | CR 8 | 1990s | 2500-3499 | 1 | 7.1513 | 7 | 0 | 0 | 0 | 0 | 0 | 1 | 0 | 0 | 0 | 0 | 0 | 0
CR08 | 1990s | 2500-3499 | 2 | 0 | 0 | 0 | 0 | 0 | 1 | 0 | 0 | 0 | 0 | 0 | 0 | 100% | Chan et al. [LBNL-5966E, August 2012; Eqn. 2 and Table 1] | CR 8 | 1990s | 2500-3499 | 2 | 6.7897 | 7 | 0 | 0 | 0 | 0 | 0 | 1 | 0 | 0 | 0 | 0 | 0 | 0
CR08 | 1990s | 2500-3499 | 3+ | 0 | 0 | 0 | 0 | 0 | 1 | 0 | 0 | 0 | 0 | 0 | 0 | 100% | Chan et al. [LBNL-5966E, August 2012; Eqn. 2 and Table 1] | CR 8 | 1990s | 2500-3499 | 3+ | 7.0275 | 7 | 0 | 0 | 0 | 0 | 0 | 1 | 0 | 0 | 0 | 0 | 0 | 0
CR08 | 1990s | 3500-4499 | 1 | 0 | 0 | 0 | 0 | 0 | 0 | 1 | 0 | 0 | 0 | 0 | 0 | 100% | Chan et al. [LBNL-5966E, August 2012; Eqn. 2 and Table 1] | CR 8 | 1990s | 3500-4499 | 1 | 5.8947 | 6 | 0 | 0 | 0 | 0 | 0 | 0 | 1 | 0 | 0 | 0 | 0 | 0
CR08 | 1990s | 3500-4499 | 2 | 0 | 0 | 0 | 0 | 0 | 0 | 1 | 0 | 0 | 0 | 0 | 0 | 100% | Chan et al. [LBNL-5966E, August 2012; Eqn. 2 and Table 1] | CR 8 | 1990s | 3500-4499 | 2 | 5.5967 | 6 | 0 | 0 | 0 | 0 | 0 | 0 | 1 | 0 | 0 | 0 | 0 | 0
CR08 | 1990s | 3500-4499 | 3+ | 0 | 0 | 0 | 0 | 0 | 0 | 1 | 0 | 0 | 0 | 0 | 0 | 100% | Chan et al. [LBNL-5966E, August 2012; Eqn. 2 and Table 1] | CR 8 | 1990s | 3500-4499 | 3+ | 5.7927 | 6 | 0 | 0 | 0 | 0 | 0 | 0 | 1 | 0 | 0 | 0 | 0 | 0
CR08 | 1990s | 4500+ | 1 | 0 | 0 | 0 | 0 | 0 | 0 | 0 | 1 | 0 | 0 | 0 | 0 | 100% | Chan et al. [LBNL-5966E, August 2012; Eqn. 2 and Table 1] | CR 8 | 1990s | 4500+ | 1 | 4.859 | 5 | 0 | 0 | 0 | 0 | 0 | 0 | 0 | 1 | 0 | 0 | 0 | 0
CR08 | 1990s | 4500+ | 2 | 0 | 0 | 0 | 0 | 0 | 0 | 0 | 1 | 0 | 0 | 0 | 0 | 100% | Chan et al. [LBNL-5966E, August 2012; Eqn. 2 and Table 1] | CR 8 | 1990s | 4500+ | 2 | 4.6133 | 5 | 0 | 0 | 0 | 0 | 0 | 0 | 0 | 1 | 0 | 0 | 0 | 0
CR08 | 1990s | 4500+ | 3+ | 0 | 0 | 0 | 0 | 0 | 0 | 0 | 1 | 0 | 0 | 0 | 0 | 100% | Chan et al. [LBNL-5966E, August 2012; Eqn. 2 and Table 1] | CR 8 | 1990s | 4500+ | 3+ | 4.7748 | 5 | 0 | 0 | 0 | 0 | 0 | 0 | 0 | 1 | 0 | 0 | 0 | 0
CR08 | 2000s | 0-1499 | 1 | 0 | 0 | 0 | 1 | 0 | 0 | 0 | 0 | 0 | 0 | 0 | 0 | 100% | Chan et al. [LBNL-5966E, August 2012; Eqn. 2 and Table 1] | CR 8 | 2000s | 0-1499 | 1 | 9.1226 | 10 | 0 | 0 | 0 | 1 | 0 | 0 | 0 | 0 | 0 | 0 | 0 | 0
CR08 | 2000s | 0-1499 | 2 | 0 | 0 | 0 | 0 | 1 | 0 | 0 | 0 | 0 | 0 | 0 | 0 | 100% | Chan et al. [LBNL-5966E, August 2012; Eqn. 2 and Table 1] | CR 8 | 2000s | 0-1499 | 2 | 8.6614 | 8 | 0 | 0 | 0 | 0 | 1 | 0 | 0 | 0 | 0 | 0 | 0 | 0
CR08 | 2000s | 0-1499 | 3+ | 0 | 0 | 0 | 0 | 1 | 0 | 0 | 0 | 0 | 0 | 0 | 0 | 100% | Chan et al. [LBNL-5966E, August 2012; Eqn. 2 and Table 1] | CR 8 | 2000s | 0-1499 | 3+ | 8.9646 | 8 | 0 | 0 | 0 | 0 | 1 | 0 | 0 | 0 | 0 | 0 | 0 | 0
CR08 | 2000s | 1500-2499 | 1 | 0 | 0 | 0 | 0 | 1 | 0 | 0 | 0 | 0 | 0 | 0 | 0 | 100% | Chan et al. [LBNL-5966E, August 2012; Eqn. 2 and Table 1] | CR 8 | 2000s | 1500-2499 | 1 | 7.5197 | 8 | 0 | 0 | 0 | 0 | 1 | 0 | 0 | 0 | 0 | 0 | 0 | 0
CR08 | 2000s | 1500-2499 | 2 | 0 | 0 | 0 | 0 | 0 | 1 | 0 | 0 | 0 | 0 | 0 | 0 | 100% | Chan et al. [LBNL-5966E, August 2012; Eqn. 2 and Table 1] | CR 8 | 2000s | 1500-2499 | 2 | 7.1395 | 7 | 0 | 0 | 0 | 0 | 0 | 1 | 0 | 0 | 0 | 0 | 0 | 0
CR08 | 2000s | 1500-2499 | 3+ | 0 | 0 | 0 | 0 | 0 | 1 | 0 | 0 | 0 | 0 | 0 | 0 | 100% | Chan et al. [LBNL-5966E, August 2012; Eqn. 2 and Table 1] | CR 8 | 2000s | 1500-2499 | 3+ | 7.3895 | 7 | 0 | 0 | 0 | 0 | 0 | 1 | 0 | 0 | 0 | 0 | 0 | 0
CR08 | 2000s | 2500-3499 | 1 | 0 | 0 | 0 | 0 | 0 | 0 | 1 | 0 | 0 | 0 | 0 | 0 | 100% | Chan et al. [LBNL-5966E, August 2012; Eqn. 2 and Table 1] | CR 8 | 2000s | 2500-3499 | 1 | 6.1984 | 6 | 0 | 0 | 0 | 0 | 0 | 0 | 1 | 0 | 0 | 0 | 0 | 0
CR08 | 2000s | 2500-3499 | 2 | 0 | 0 | 0 | 0 | 0 | 0 | 1 | 0 | 0 | 0 | 0 | 0 | 100% | Chan et al. [LBNL-5966E, August 2012; Eqn. 2 and Table 1] | CR 8 | 2000s | 2500-3499 | 2 | 5.885 | 6 | 0 | 0 | 0 | 0 | 0 | 0 | 1 | 0 | 0 | 0 | 0 | 0
CR08 | 2000s | 2500-3499 | 3+ | 0 | 0 | 0 | 0 | 0 | 0 | 1 | 0 | 0 | 0 | 0 | 0 | 100% | Chan et al. [LBNL-5966E, August 2012; Eqn. 2 and Table 1] | CR 8 | 2000s | 2500-3499 | 3+ | 6.0911 | 6 | 0 | 0 | 0 | 0 | 0 | 0 | 1 | 0 | 0 | 0 | 0 | 0
CR08 | 2000s | 3500-4499 | 1 | 0 | 0 | 0 | 0 | 0 | 0 | 0 | 1 | 0 | 0 | 0 | 0 | 100% | Chan et al. [LBNL-5966E, August 2012; Eqn. 2 and Table 1] | CR 8 | 2000s | 3500-4499 | 1 | 5.1093 | 5 | 0 | 0 | 0 | 0 | 0 | 0 | 0 | 1 | 0 | 0 | 0 | 0
CR08 | 2000s | 3500-4499 | 2 | 0 | 0 | 0 | 0 | 0 | 0 | 0 | 1 | 0 | 0 | 0 | 0 | 100% | Chan et al. [LBNL-5966E, August 2012; Eqn. 2 and Table 1] | CR 8 | 2000s | 3500-4499 | 2 | 4.851 | 5 | 0 | 0 | 0 | 0 | 0 | 0 | 0 | 1 | 0 | 0 | 0 | 0
CR08 | 2000s | 3500-4499 | 3+ | 0 | 0 | 0 | 0 | 0 | 0 | 0 | 1 | 0 | 0 | 0 | 0 | 100% | Chan et al. [LBNL-5966E, August 2012; Eqn. 2 and Table 1] | CR 8 | 2000s | 3500-4499 | 3+ | 5.0208 | 5 | 0 | 0 | 0 | 0 | 0 | 0 | 0 | 1 | 0 | 0 | 0 | 0
CR08 | 2000s | 4500+ | 1 | 0 | 0 | 0 | 0 | 0 | 0 | 0 | 0 | 1 | 0 | 0 | 0 | 100% | Chan et al. [LBNL-5966E, August 2012; Eqn. 2 and Table 1] | CR 8 | 2000s | 4500+ | 1 | 4.2115 | 4 | 0 | 0 | 0 | 0 | 0 | 0 | 0 | 0 | 1 | 0 | 0 | 0
CR08 | 2000s | 4500+ | 2 | 0 | 0 | 0 | 0 | 0 | 0 | 0 | 0 | 1 | 0 | 0 | 0 | 100% | Chan et al. [LBNL-5966E, August 2012; Eqn. 2 and Table 1] | CR 8 | 2000s | 4500+ | 2 | 3.9986 | 4 | 0 | 0 | 0 | 0 | 0 | 0 | 0 | 0 | 1 | 0 | 0 | 0
CR08 | 2000s | 4500+ | 3+ | 0 | 0 | 0 | 0 | 0 | 0 | 0 | 0 | 1 | 0 | 0 | 0 | 100% | Chan et al. [LBNL-5966E, August 2012; Eqn. 2 and Table 1] | CR 8 | 2000s | 4500+ | 3+ | 4.1386 | 4 | 0 | 0 | 0 | 0 | 0 | 0 | 0 | 0 | 1 | 0 | 0 | 0
CR09 | pre-1950 | 0-1499 | 1 | 1 | 0 | 0 | 0 | 0 | 0 | 0 | 0 | 0 | 0 | 0 | 0 | 100% | Chan et al. [LBNL-5966E, August 2012; Eqn. 2 and Table 1] | CR 9 | < 1950s | 0-1499 | 1 | 23.7067 | 25 | 1 | 0 | 0 | 0 | 0 | 0 | 0 | 0 | 0 | 0 | 0 | 0
CR09 | pre-1950 | 0-1499 | 2 | 1 | 0 | 0 | 0 | 0 | 0 | 0 | 0 | 0 | 0 | 0 | 0 | 100% | Chan et al. [LBNL-5966E, August 2012; Eqn. 2 and Table 1] | CR 9 | < 1950s | 0-1499 | 2 | 22.508 | 25 | 1 | 0 | 0 | 0 | 0 | 0 | 0 | 0 | 0 | 0 | 0 | 0
CR09 | pre-1950 | 0-1499 | 3+ | 1 | 0 | 0 | 0 | 0 | 0 | 0 | 0 | 0 | 0 | 0 | 0 | 100% | Chan et al. [LBNL-5966E, August 2012; Eqn. 2 and Table 1] | CR 9 | < 1950s | 0-1499 | 3+ | 23.2962 | 25 | 1 | 0 | 0 | 0 | 0 | 0 | 0 | 0 | 0 | 0 | 0 | 0
CR09 | pre-1950 | 1500-2499 | 1 | 0 | 1 | 0 | 0 | 0 | 0 | 0 | 0 | 0 | 0 | 0 | 0 | 100% | Chan et al. [LBNL-5966E, August 2012; Eqn. 2 and Table 1] | CR 9 | < 1950s | 1500-2499 | 1 | 19.5412 | 20 | 0 | 1 | 0 | 0 | 0 | 0 | 0 | 0 | 0 | 0 | 0 | 0
CR09 | pre-1950 | 1500-2499 | 2 | 0 | 1 | 0 | 0 | 0 | 0 | 0 | 0 | 0 | 0 | 0 | 0 | 100% | Chan et al. [LBNL-5966E, August 2012; Eqn. 2 and Table 1] | CR 9 | < 1950s | 1500-2499 | 2 | 18.5531 | 20 | 0 | 1 | 0 | 0 | 0 | 0 | 0 | 0 | 0 | 0 | 0 | 0
CR09 | pre-1950 | 1500-2499 | 3+ | 0 | 1 | 0 | 0 | 0 | 0 | 0 | 0 | 0 | 0 | 0 | 0 | 100% | Chan et al. [LBNL-5966E, August 2012; Eqn. 2 and Table 1] | CR 9 | < 1950s | 1500-2499 | 3+ | 19.2028 | 20 | 0 | 1 | 0 | 0 | 0 | 0 | 0 | 0 | 0 | 0 | 0 | 0
CR09 | pre-1950 | 2500-3499 | 1 | 0 | 0 | 1 | 0 | 0 | 0 | 0 | 0 | 0 | 0 | 0 | 0 | 100% | Chan et al. [LBNL-5966E, August 2012; Eqn. 2 and Table 1] | CR 9 | < 1950s | 2500-3499 | 1 | 16.1076 | 15 | 0 | 0 | 1 | 0 | 0 | 0 | 0 | 0 | 0 | 0 | 0 | 0
CR09 | pre-1950 | 2500-3499 | 2 | 0 | 0 | 1 | 0 | 0 | 0 | 0 | 0 | 0 | 0 | 0 | 0 | 100% | Chan et al. [LBNL-5966E, August 2012; Eqn. 2 and Table 1] | CR 9 | < 1950s | 2500-3499 | 2 | 15.2932 | 15 | 0 | 0 | 1 | 0 | 0 | 0 | 0 | 0 | 0 | 0 | 0 | 0
CR09 | pre-1950 | 2500-3499 | 3+ | 0 | 0 | 1 | 0 | 0 | 0 | 0 | 0 | 0 | 0 | 0 | 0 | 100% | Chan et al. [LBNL-5966E, August 2012; Eqn. 2 and Table 1] | CR 9 | < 1950s | 2500-3499 | 3+ | 15.8287 | 15 | 0 | 0 | 1 | 0 | 0 | 0 | 0 | 0 | 0 | 0 | 0 | 0
CR09 | pre-1950 | 3500-4499 | 1 | 0 | 0 | 1 | 0 | 0 | 0 | 0 | 0 | 0 | 0 | 0 | 0 | 100% | Chan et al. [LBNL-5966E, August 2012; Eqn. 2 and Table 1] | CR 9 | < 1950s | 3500-4499 | 1 | 13.2774 | 15 | 0 | 0 | 1 | 0 | 0 | 0 | 0 | 0 | 0 | 0 | 0 | 0
CR09 | pre-1950 | 3500-4499 | 2 | 0 | 0 | 1 | 0 | 0 | 0 | 0 | 0 | 0 | 0 | 0 | 0 | 100% | Chan et al. [LBNL-5966E, August 2012; Eqn. 2 and Table 1] | CR 9 | < 1950s | 3500-4499 | 2 | 12.606 | 15 | 0 | 0 | 1 | 0 | 0 | 0 | 0 | 0 | 0 | 0 | 0 | 0
CR09 | pre-1950 | 3500-4499 | 3+ | 0 | 0 | 1 | 0 | 0 | 0 | 0 | 0 | 0 | 0 | 0 | 0 | 100% | Chan et al. [LBNL-5966E, August 2012; Eqn. 2 and Table 1] | CR 9 | < 1950s | 3500-4499 | 3+ | 13.0475 | 15 | 0 | 0 | 1 | 0 | 0 | 0 | 0 | 0 | 0 | 0 | 0 | 0
CR09 | pre-1950 | 4500+ | 1 | 0 | 0 | 0 | 1 | 0 | 0 | 0 | 0 | 0 | 0 | 0 | 0 | 100% | Chan et al. [LBNL-5966E, August 2012; Eqn. 2 and Table 1] | CR 9 | < 1950s | 4500+ | 1 | 10.9444 | 10 | 0 | 0 | 0 | 1 | 0 | 0 | 0 | 0 | 0 | 0 | 0 | 0
CR09 | pre-1950 | 4500+ | 2 | 0 | 0 | 0 | 1 | 0 | 0 | 0 | 0 | 0 | 0 | 0 | 0 | 100% | Chan et al. [LBNL-5966E, August 2012; Eqn. 2 and Table 1] | CR 9 | < 1950s | 4500+ | 2 | 10.391 | 10 | 0 | 0 | 0 | 1 | 0 | 0 | 0 | 0 | 0 | 0 | 0 | 0
CR09 | pre-1950 | 4500+ | 3+ | 0 | 0 | 0 | 1 | 0 | 0 | 0 | 0 | 0 | 0 | 0 | 0 | 100% | Chan et al. [LBNL-5966E, August 2012; Eqn. 2 and Table 1] | CR 9 | < 1950s | 4500+ | 3+ | 10.7549 | 10 | 0 | 0 | 0 | 1 | 0 | 0 | 0 | 0 | 0 | 0 | 0 | 0
CR09 | 1950s | 0-1499 | 1 | 1 | 0 | 0 | 0 | 0 | 0 | 0 | 0 | 0 | 0 | 0 | 0 | 100% | Chan et al. [LBNL-5966E, August 2012; Eqn. 2 and Table 1] | CR 9 | 1950s | 0-1499 | 1 | 23.7067 | 25 | 1 | 0 | 0 | 0 | 0 | 0 | 0 | 0 | 0 | 0 | 0 | 0
CR09 | 1950s | 0-1499 | 2 | 1 | 0 | 0 | 0 | 0 | 0 | 0 | 0 | 0 | 0 | 0 | 0 | 100% | Chan et al. [LBNL-5966E, August 2012; Eqn. 2 and Table 1] | CR 9 | 1950s | 0-1499 | 2 | 22.508 | 25 | 1 | 0 | 0 | 0 | 0 | 0 | 0 | 0 | 0 | 0 | 0 | 0
CR09 | 1950s | 0-1499 | 3+ | 1 | 0 | 0 | 0 | 0 | 0 | 0 | 0 | 0 | 0 | 0 | 0 | 100% | Chan et al. [LBNL-5966E, August 2012; Eqn. 2 and Table 1] | CR 9 | 1950s | 0-1499 | 3+ | 23.2962 | 25 | 1 | 0 | 0 | 0 | 0 | 0 | 0 | 0 | 0 | 0 | 0 | 0
CR09 | 1950s | 1500-2499 | 1 | 0 | 1 | 0 | 0 | 0 | 0 | 0 | 0 | 0 | 0 | 0 | 0 | 100% | Chan et al. [LBNL-5966E, August 2012; Eqn. 2 and Table 1] | CR 9 | 1950s | 1500-2499 | 1 | 19.5412 | 20 | 0 | 1 | 0 | 0 | 0 | 0 | 0 | 0 | 0 | 0 | 0 | 0
CR09 | 1950s | 1500-2499 | 2 | 0 | 1 | 0 | 0 | 0 | 0 | 0 | 0 | 0 | 0 | 0 | 0 | 100% | Chan et al. [LBNL-5966E, August 2012; Eqn. 2 and Table 1] | CR 9 | 1950s | 1500-2499 | 2 | 18.5531 | 20 | 0 | 1 | 0 | 0 | 0 | 0 | 0 | 0 | 0 | 0 | 0 | 0
CR09 | 1950s | 1500-2499 | 3+ | 0 | 1 | 0 | 0 | 0 | 0 | 0 | 0 | 0 | 0 | 0 | 0 | 100% | Chan et al. [LBNL-5966E, August 2012; Eqn. 2 and Table 1] | CR 9 | 1950s | 1500-2499 | 3+ | 19.2028 | 20 | 0 | 1 | 0 | 0 | 0 | 0 | 0 | 0 | 0 | 0 | 0 | 0
CR09 | 1950s | 2500-3499 | 1 | 0 | 0 | 1 | 0 | 0 | 0 | 0 | 0 | 0 | 0 | 0 | 0 | 100% | Chan et al. [LBNL-5966E, August 2012; Eqn. 2 and Table 1] | CR 9 | 1950s | 2500-3499 | 1 | 16.1076 | 15 | 0 | 0 | 1 | 0 | 0 | 0 | 0 | 0 | 0 | 0 | 0 | 0
CR09 | 1950s | 2500-3499 | 2 | 0 | 0 | 1 | 0 | 0 | 0 | 0 | 0 | 0 | 0 | 0 | 0 | 100% | Chan et al. [LBNL-5966E, August 2012; Eqn. 2 and Table 1] | CR 9 | 1950s | 2500-3499 | 2 | 15.2932 | 15 | 0 | 0 | 1 | 0 | 0 | 0 | 0 | 0 | 0 | 0 | 0 | 0
CR09 | 1950s | 2500-3499 | 3+ | 0 | 0 | 1 | 0 | 0 | 0 | 0 | 0 | 0 | 0 | 0 | 0 | 100% | Chan et al. [LBNL-5966E, August 2012; Eqn. 2 and Table 1] | CR 9 | 1950s | 2500-3499 | 3+ | 15.8287 | 15 | 0 | 0 | 1 | 0 | 0 | 0 | 0 | 0 | 0 | 0 | 0 | 0
CR09 | 1950s | 3500-4499 | 1 | 0 | 0 | 1 | 0 | 0 | 0 | 0 | 0 | 0 | 0 | 0 | 0 | 100% | Chan et al. [LBNL-5966E, August 2012; Eqn. 2 and Table 1] | CR 9 | 1950s | 3500-4499 | 1 | 13.2774 | 15 | 0 | 0 | 1 | 0 | 0 | 0 | 0 | 0 | 0 | 0 | 0 | 0
CR09 | 1950s | 3500-4499 | 2 | 0 | 0 | 1 | 0 | 0 | 0 | 0 | 0 | 0 | 0 | 0 | 0 | 100% | Chan et al. [LBNL-5966E, August 2012; Eqn. 2 and Table 1] | CR 9 | 1950s | 3500-4499 | 2 | 12.606 | 15 | 0 | 0 | 1 | 0 | 0 | 0 | 0 | 0 | 0 | 0 | 0 | 0
CR09 | 1950s | 3500-4499 | 3+ | 0 | 0 | 1 | 0 | 0 | 0 | 0 | 0 | 0 | 0 | 0 | 0 | 100% | Chan et al. [LBNL-5966E, August 2012; Eqn. 2 and Table 1] | CR 9 | 1950s | 3500-4499 | 3+ | 13.0475 | 15 | 0 | 0 | 1 | 0 | 0 | 0 | 0 | 0 | 0 | 0 | 0 | 0
CR09 | 1950s | 4500+ | 1 | 0 | 0 | 0 | 1 | 0 | 0 | 0 | 0 | 0 | 0 | 0 | 0 | 100% | Chan et al. [LBNL-5966E, August 2012; Eqn. 2 and Table 1] | CR 9 | 1950s | 4500+ | 1 | 10.9444 | 10 | 0 | 0 | 0 | 1 | 0 | 0 | 0 | 0 | 0 | 0 | 0 | 0
CR09 | 1950s | 4500+ | 2 | 0 | 0 | 0 | 1 | 0 | 0 | 0 | 0 | 0 | 0 | 0 | 0 | 100% | Chan et al. [LBNL-5966E, August 2012; Eqn. 2 and Table 1] | CR 9 | 1950s | 4500+ | 2 | 10.391 | 10 | 0 | 0 | 0 | 1 | 0 | 0 | 0 | 0 | 0 | 0 | 0 | 0
CR09 | 1950s | 4500+ | 3+ | 0 | 0 | 0 | 1 | 0 | 0 | 0 | 0 | 0 | 0 | 0 | 0 | 100% | Chan et al. [LBNL-5966E, August 2012; Eqn. 2 and Table 1] | CR 9 | 1950s | 4500+ | 3+ | 10.7549 | 10 | 0 | 0 | 0 | 1 | 0 | 0 | 0 | 0 | 0 | 0 | 0 | 0
CR09 | 1960s | 1500-2499 | 1 | 0 | 1 | 0 | 0 | 0 | 0 | 0 | 0 | 0 | 0 | 0 | 0 | 100% | Chan et al. [LBNL-5966E, August 2012; Eqn. 2 and Table 1] | CR 9 | 1960s | 0-499 | 1 | 21.7448 | 20 | 0 | 1 | 0 | 0 | 0 | 0 | 0 | 0 | 0 | 0 | 0 | 0
CR09 | 1960s | 0-1499 | 2 | 0 | 1 | 0 | 0 | 0 | 0 | 0 | 0 | 0 | 0 | 0 | 0 | 100% | Chan et al. [LBNL-5966E, August 2012; Eqn. 2 and Table 1] | CR 9 | 1960s | 0-1499 | 2 | 18.7439 | 20 | 0 | 1 | 0 | 0 | 0 | 0 | 0 | 0 | 0 | 0 | 0 | 0
CR09 | 1960s | 0-1499 | 3+ | 0 | 1 | 0 | 0 | 0 | 0 | 0 | 0 | 0 | 0 | 0 | 0 | 100% | Chan et al. [LBNL-5966E, August 2012; Eqn. 2 and Table 1] | CR 9 | 1960s | 0-1499 | 3+ | 19.4003 | 20 | 0 | 1 | 0 | 0 | 0 | 0 | 0 | 0 | 0 | 0 | 0 | 0
CR09 | 1960s | 1500-2499 | 2 | 0 | 0 | 1 | 0 | 0 | 0 | 0 | 0 | 0 | 0 | 0 | 0 | 100% | Chan et al. [LBNL-5966E, August 2012; Eqn. 2 and Table 1] | CR 9 | 1960s | 1500-2499 | 1 | 16.2733 | 15 | 0 | 0 | 1 | 0 | 0 | 0 | 0 | 0 | 0 | 0 | 0 | 0
CR09 | 1960s | 1500-2499 | 3+ | 0 | 0 | 1 | 0 | 0 | 0 | 0 | 0 | 0 | 0 | 0 | 0 | 100% | Chan et al. [LBNL-5966E, August 2012; Eqn. 2 and Table 1] | CR 9 | 1960s | 1500-2499 | 2 | 15.4505 | 15 | 0 | 0 | 1 | 0 | 0 | 0 | 0 | 0 | 0 | 0 | 0 | 0
CR09 | 1960s | 2500-3499 | 1 | 0 | 0 | 1 | 0 | 0 | 0 | 0 | 0 | 0 | 0 | 0 | 0 | 100% | Chan et al. [LBNL-5966E, August 2012; Eqn. 2 and Table 1] | CR 9 | 1960s | 1500-2499 | 3+ | 15.9915 | 15 | 0 | 0 | 1 | 0 | 0 | 0 | 0 | 0 | 0 | 0 | 0 | 0
CR09 | 1960s | 2500-3499 | 2 | 0 | 0 | 1 | 0 | 0 | 0 | 0 | 0 | 0 | 0 | 0 | 0 | 100% | Chan et al. [LBNL-5966E, August 2012; Eqn. 2 and Table 1] | CR 9 | 1960s | 2500-3499 | 1 | 13.4139 | 15 | 0 | 0 | 1 | 0 | 0 | 0 | 0 | 0 | 0 | 0 | 0 | 0
CR09 | 1960s | 2500-3499 | 3+ | 0 | 0 | 1 | 0 | 0 | 0 | 0 | 0 | 0 | 0 | 0 | 0 | 100% | Chan et al. [LBNL-5966E, August 2012; Eqn. 2 and Table 1] | CR 9 | 1960s | 2500-3499 | 2 | 12.7357 | 15 | 0 | 0 | 1 | 0 | 0 | 0 | 0 | 0 | 0 | 0 | 0 | 0
CR09 | 1960s | 3500-4499 | 1 | 0 | 0 | 1 | 0 | 0 | 0 | 0 | 0 | 0 | 0 | 0 | 0 | 100% | Chan et al. [LBNL-5966E, August 2012; Eqn. 2 and Table 1] | CR 9 | 1960s | 2500-3499 | 3+ | 13.1816 | 15 | 0 | 0 | 1 | 0 | 0 | 0 | 0 | 0 | 0 | 0 | 0 | 0
CR09 | 1960s | 3500-4499 | 2 | 0 | 0 | 0 | 1 | 0 | 0 | 0 | 0 | 0 | 0 | 0 | 0 | 100% | Chan et al. [LBNL-5966E, August 2012; Eqn. 2 and Table 1] | CR 9 | 1960s | 3500-4499 | 1 | 11.057 | 10 | 0 | 0 | 0 | 1 | 0 | 0 | 0 | 0 | 0 | 0 | 0 | 0
CR09 | 1960s | 3500-4499 | 3+ | 0 | 0 | 0 | 1 | 0 | 0 | 0 | 0 | 0 | 0 | 0 | 0 | 100% | Chan et al. [LBNL-5966E, August 2012; Eqn. 2 and Table 1] | CR 9 | 1960s | 3500-4499 | 2 | 10.4979 | 10 | 0 | 0 | 0 | 1 | 0 | 0 | 0 | 0 | 0 | 0 | 0 | 0
CR09 | 1960s | 4500+ | 1 | 0 | 0 | 0 | 1 | 0 | 0 | 0 | 0 | 0 | 0 | 0 | 0 | 100% | Chan et al. [LBNL-5966E, August 2012; Eqn. 2 and Table 1] | CR 9 | 1960s | 3500-4499 | 3+ | 10.8655 | 10 | 0 | 0 | 0 | 1 | 0 | 0 | 0 | 0 | 0 | 0 | 0 | 0
CR09 | 1960s | 4500+ | 2 | 0 | 0 | 0 | 1 | 0 | 0 | 0 | 0 | 0 | 0 | 0 | 0 | 100% | Chan et al. [LBNL-5966E, August 2012; Eqn. 2 and Table 1] | CR 9 | 1960s | 4500+ | 1 | 9.1142 | 10 | 0 | 0 | 0 | 1 | 0 | 0 | 0 | 0 | 0 | 0 | 0 | 0
CR09 | 1960s | 4500+ | 3+ | 0 | 0 | 0 | 0 | 1 | 0 | 0 | 0 | 0 | 0 | 0 | 0 | 100% | Chan et al. [LBNL-5966E, August 2012; Eqn. 2 and Table 1] | CR 9 | 1960s | 4500+ | 2 | 8.6533 | 8 | 0 | 0 | 0 | 0 | 1 | 0 | 0 | 0 | 0 | 0 | 0 | 0
CR09 | 1960s | 0-1499 | 1 | 0 | 0 | 0 | 0 | 1 | 0 | 0 | 0 | 0 | 0 | 0 | 0 | 100% | Chan et al. [LBNL-5966E, August 2012; Eqn. 2 and Table 1] | CR 9 | 1960s | 4500+ | 3+ | 8.9563 | 8 | 0 | 0 | 0 | 0 | 1 | 0 | 0 | 0 | 0 | 0 | 0 | 0
CR09 | 1970s | 0-1499 | 1 | 0 | 1 | 0 | 0 | 0 | 0 | 0 | 0 | 0 | 0 | 0 | 0 | 100% | Chan et al. [LBNL-5966E, August 2012; Eqn. 2 and Table 1] | CR 9 | 1970s | 0-1499 | 1 | 19.3706 | 20 | 0 | 1 | 0 | 0 | 0 | 0 | 0 | 0 | 0 | 0 | 0 | 0
CR09 | 1970s | 0-1499 | 2 | 0 | 1 | 0 | 0 | 0 | 0 | 0 | 0 | 0 | 0 | 0 | 0 | 100% | Chan et al. [LBNL-5966E, August 2012; Eqn. 2 and Table 1] | CR 9 | 1970s | 0-1499 | 2 | 18.3912 | 20 | 0 | 1 | 0 | 0 | 0 | 0 | 0 | 0 | 0 | 0 | 0 | 0
CR09 | 1970s | 0-1499 | 3+ | 0 | 1 | 0 | 0 | 0 | 0 | 0 | 0 | 0 | 0 | 0 | 0 | 100% | Chan et al. [LBNL-5966E, August 2012; Eqn. 2 and Table 1] | CR 9 | 1970s | 0-1499 | 3+ | 19.0352 | 20 | 0 | 1 | 0 | 0 | 0 | 0 | 0 | 0 | 0 | 0 | 0 | 0
CR09 | 1970s | 1500-2499 | 1 | 0 | 0 | 1 | 0 | 0 | 0 | 0 | 0 | 0 | 0 | 0 | 0 | 100% | Chan et al. [LBNL-5966E, August 2012; Eqn. 2 and Table 1] | CR 9 | 1970s | 1500-2499 | 1 | 15.967 | 15 | 0 | 0 | 1 | 0 | 0 | 0 | 0 | 0 | 0 | 0 | 0 | 0
CR09 | 1970s | 1500-2499 | 2 | 0 | 0 | 1 | 0 | 0 | 0 | 0 | 0 | 0 | 0 | 0 | 0 | 100% | Chan et al. [LBNL-5966E, August 2012; Eqn. 2 and Table 1] | CR 9 | 1970s | 1500-2499 | 2 | 15.1597 | 15 | 0 | 0 | 1 | 0 | 0 | 0 | 0 | 0 | 0 | 0 | 0 | 0
CR09 | 1970s | 1500-2499 | 3+ | 0 | 0 | 1 | 0 | 0 | 0 | 0 | 0 | 0 | 0 | 0 | 0 | 100% | Chan et al. [LBNL-5966E, August 2012; Eqn. 2 and Table 1] | CR 9 | 1970s | 1500-2499 | 3+ | 15.6905 | 15 | 0 | 0 | 1 | 0 | 0 | 0 | 0 | 0 | 0 | 0 | 0 | 0
CR09 | 1970s | 2500-3499 | 1 | 0 | 0 | 1 | 0 | 0 | 0 | 0 | 0 | 0 | 0 | 0 | 0 | 100% | Chan et al. [LBNL-5966E, August 2012; Eqn. 2 and Table 1] | CR 9 | 1970s | 2500-3499 | 1 | 13.1615 | 15 | 0 | 0 | 1 | 0 | 0 | 0 | 0 | 0 | 0 | 0 | 0 | 0
CR09 | 1970s | 2500-3499 | 2 | 0 | 0 | 0 | 1 | 0 | 0 | 0 | 0 | 0 | 0 | 0 | 0 | 100% | Chan et al. [LBNL-5966E, August 2012; Eqn. 2 and Table 1] | CR 9 | 1970s | 2500-3499 | 2 | 12.496 | 10 | 0 | 0 | 0 | 1 | 0 | 0 | 0 | 0 | 0 | 0 | 0 | 0
CR09 | 1970s | 2500-3499 | 3+ | 0 | 0 | 1 | 0 | 0 | 0 | 0 | 0 | 0 | 0 | 0 | 0 | 100% | Chan et al. [LBNL-5966E, August 2012; Eqn. 2 and Table 1] | CR 9 | 1970s | 2500-3499 | 3+ | 12.9336 | 15 | 0 | 0 | 1 | 0 | 0 | 0 | 0 | 0 | 0 | 0 | 0 | 0
CR09 | 1970s | 3500-4499 | 1 | 0 | 0 | 0 | 1 | 0 | 0 | 0 | 0 | 0 | 0 | 0 | 0 | 100% | Chan et al. [LBNL-5966E, August 2012; Eqn. 2 and Table 1] | CR 9 | 1970s | 3500-4499 | 1 | 10.8489 | 10 | 0 | 0 | 0 | 1 | 0 | 0 | 0 | 0 | 0 | 0 | 0 | 0
CR09 | 1970s | 3500-4499 | 2 | 0 | 0 | 0 | 1 | 0 | 0 | 0 | 0 | 0 | 0 | 0 | 0 | 100% | Chan et al. [LBNL-5966E, August 2012; Eqn. 2 and Table 1] | CR 9 | 1970s | 3500-4499 | 2 | 10.3003 | 10 | 0 | 0 | 0 | 1 | 0 | 0 | 0 | 0 | 0 | 0 | 0 | 0
CR09 | 1970s | 3500-4499 | 3+ | 0 | 0 | 0 | 1 | 0 | 0 | 0 | 0 | 0 | 0 | 0 | 0 | 100% | Chan et al. [LBNL-5966E, August 2012; Eqn. 2 and Table 1] | CR 9 | 1970s | 3500-4499 | 3+ | 10.661 | 10 | 0 | 0 | 0 | 1 | 0 | 0 | 0 | 0 | 0 | 0 | 0 | 0
CR09 | 1970s | 4500+ | 1 | 0 | 0 | 0 | 0 | 1 | 0 | 0 | 0 | 0 | 0 | 0 | 0 | 100% | Chan et al. [LBNL-5966E, August 2012; Eqn. 2 and Table 1] | CR 9 | 1970s | 4500+ | 1 | 8.9426 | 8 | 0 | 0 | 0 | 0 | 1 | 0 | 0 | 0 | 0 | 0 | 0 | 0
CR09 | 1970s | 4500+ | 2 | 0 | 0 | 0 | 0 | 1 | 0 | 0 | 0 | 0 | 0 | 0 | 0 | 100% | Chan et al. [LBNL-5966E, August 2012; Eqn. 2 and Table 1] | CR 9 | 1970s | 4500+ | 2 | 8.4905 | 8 | 0 | 0 | 0 | 0 | 1 | 0 | 0 | 0 | 0 | 0 | 0 | 0
CR09 | 1970s | 4500+ | 3+ | 0 | 0 | 0 | 0 | 1 | 0 | 0 | 0 | 0 | 0 | 0 | 0 | 100% | Chan et al. [LBNL-5966E, August 2012; Eqn. 2 and Table 1] | CR 9 | 1970s | 4500+ | 3+ | 8.7878 | 8 | 0 | 0 | 0 | 0 | 1 | 0 | 0 | 0 | 0 | 0 | 0 | 0
CR09 | 1980s | 0-1499 | 1 | 0 | 0 | 1 | 0 | 0 | 0 | 0 | 0 | 0 | 0 | 0 | 0 | 100% | Chan et al. [LBNL-5966E, August 2012; Eqn. 2 and Table 1] | CR 9 | 1980s | 0-1499 | 1 | 15.8276 | 15 | 0 | 0 | 1 | 0 | 0 | 0 | 0 | 0 | 0 | 0 | 0 | 0
CR09 | 1980s | 0-1499 | 2 | 0 | 0 | 1 | 0 | 0 | 0 | 0 | 0 | 0 | 0 | 0 | 0 | 100% | Chan et al. [LBNL-5966E, August 2012; Eqn. 2 and Table 1] | CR 9 | 1980s | 0-1499 | 2 | 15.0273 | 15 | 0 | 0 | 1 | 0 | 0 | 0 | 0 | 0 | 0 | 0 | 0 | 0
CR09 | 1980s | 0-1499 | 3+ | 0 | 0 | 1 | 0 | 0 | 0 | 0 | 0 | 0 | 0 | 0 | 0 | 100% | Chan et al. [LBNL-5966E, August 2012; Eqn. 2 and Table 1] | CR 9 | 1980s | 0-1499 | 3+ | 15.5536 | 15 | 0 | 0 | 1 | 0 | 0 | 0 | 0 | 0 | 0 | 0 | 0 | 0
CR09 | 1980s | 1500-2499 | 1 | 0 | 0 | 1 | 0 | 0 | 0 | 0 | 0 | 0 | 0 | 0 | 0 | 100% | Chan et al. [LBNL-5966E, August 2012; Eqn. 2 and Table 1] | CR 9 | 1980s | 1500-2499 | 1 | 13.0466 | 15 | 0 | 0 | 1 | 0 | 0 | 0 | 0 | 0 | 0 | 0 | 0 | 0
CR09 | 1980s | 1500-2499 | 2 | 0 | 0 | 0 | 1 | 0 | 0 | 0 | 0 | 0 | 0 | 0 | 0 | 100% | Chan et al. [LBNL-5966E, August 2012; Eqn. 2 and Table 1] | CR 9 | 1980s | 1500-2499 | 2 | 12.3869 | 10 | 0 | 0 | 0 | 1 | 0 | 0 | 0 | 0 | 0 | 0 | 0 | 0
CR09 | 1980s | 1500-2499 | 3+ | 0 | 0 | 1 | 0 | 0 | 0 | 0 | 0 | 0 | 0 | 0 | 0 | 100% | Chan et al. [LBNL-5966E, August 2012; Eqn. 2 and Table 1] | CR 9 | 1980s | 1500-2499 | 3+ | 12.8206 | 15 | 0 | 0 | 1 | 0 | 0 | 0 | 0 | 0 | 0 | 0 | 0 | 0
CR09 | 1980s | 2500-3499 | 1 | 0 | 0 | 0 | 1 | 0 | 0 | 0 | 0 | 0 | 0 | 0 | 0 | 100% | Chan et al. [LBNL-5966E, August 2012; Eqn. 2 and Table 1] | CR 9 | 1980s | 2500-3499 | 1 | 10.7542 | 10 | 0 | 0 | 0 | 1 | 0 | 0 | 0 | 0 | 0 | 0 | 0 | 0
CR09 | 1980s | 2500-3499 | 2 | 0 | 0 | 0 | 1 | 0 | 0 | 0 | 0 | 0 | 0 | 0 | 0 | 100% | Chan et al. [LBNL-5966E, August 2012; Eqn. 2 and Table 1] | CR 9 | 1980s | 2500-3499 | 2 | 10.2104 | 10 | 0 | 0 | 0 | 1 | 0 | 0 | 0 | 0 | 0 | 0 | 0 | 0
CR09 | 1980s | 2500-3499 | 3+ | 0 | 0 | 0 | 1 | 0 | 0 | 0 | 0 | 0 | 0 | 0 | 0 | 100% | Chan et al. [LBNL-5966E, August 2012; Eqn. 2 and Table 1] | CR 9 | 1980s | 2500-3499 | 3+ | 10.5679 | 10 | 0 | 0 | 0 | 1 | 0 | 0 | 0 | 0 | 0 | 0 | 0 | 0
CR09 | 1980s | 3500-4499 | 1 | 0 | 0 | 0 | 0 | 1 | 0 | 0 | 0 | 0 | 0 | 0 | 0 | 100% | Chan et al. [LBNL-5966E, August 2012; Eqn. 2 and Table 1] | CR 9 | 1980s | 3500-4499 | 1 | 8.8646 | 8 | 0 | 0 | 0 | 0 | 1 | 0 | 0 | 0 | 0 | 0 | 0 | 0
CR09 | 1980s | 3500-4499 | 2 | 0 | 0 | 0 | 0 | 1 | 0 | 0 | 0 | 0 | 0 | 0 | 0 | 100% | Chan et al. [LBNL-5966E, August 2012; Eqn. 2 and Table 1] | CR 9 | 1980s | 3500-4499 | 2 | 8.4163 | 8 | 0 | 0 | 0 | 0 | 1 | 0 | 0 | 0 | 0 | 0 | 0 | 0
CR09 | 1980s | 3500-4499 | 3+ | 0 | 0 | 0 | 0 | 1 | 0 | 0 | 0 | 0 | 0 | 0 | 0 | 100% | Chan et al. [LBNL-5966E, August 2012; Eqn. 2 and Table 1] | CR 9 | 1980s | 3500-4499 | 3+ | 8.7111 | 8 | 0 | 0 | 0 | 0 | 1 | 0 | 0 | 0 | 0 | 0 | 0 | 0
CR09 | 1980s | 4500+ | 1 | 0 | 0 | 0 | 0 | 0 | 1 | 0 | 0 | 0 | 0 | 0 | 0 | 100% | Chan et al. [LBNL-5966E, August 2012; Eqn. 2 and Table 1] | CR 9 | 1980s | 4500+ | 1 | 7.307 | 7 | 0 | 0 | 0 | 0 | 0 | 1 | 0 | 0 | 0 | 0 | 0 | 0
CR09 | 1980s | 4500+ | 2 | 0 | 0 | 0 | 0 | 0 | 1 | 0 | 0 | 0 | 0 | 0 | 0 | 100% | Chan et al. [LBNL-5966E, August 2012; Eqn. 2 and Table 1] | CR 9 | 1980s | 4500+ | 2 | 6.9375 | 7 | 0 | 0 | 0 | 0 | 0 | 1 | 0 | 0 | 0 | 0 | 0 | 0
CR09 | 1980s | 4500+ | 3+ | 0 | 0 | 0 | 0 | 0 | 1 | 0 | 0 | 0 | 0 | 0 | 0 | 100% | Chan et al. [LBNL-5966E, August 2012; Eqn. 2 and Table 1] | CR 9 | 1980s | 4500+ | 3+ | 7.1804 | 7 | 0 | 0 | 0 | 0 | 0 | 1 | 0 | 0 | 0 | 0 | 0 | 0
CR09 | 1990s | 0-1499 | 1 | 0 | 0 | 0 | 1 | 0 | 0 | 0 | 0 | 0 | 0 | 0 | 0 | 100% | Chan et al. [LBNL-5966E, August 2012; Eqn. 2 and Table 1] | CR 9 | 1990s | 0-1499 | 1 | 12.1917 | 10 | 0 | 0 | 0 | 1 | 0 | 0 | 0 | 0 | 0 | 0 | 0 | 0
CR09 | 1990s | 0-1499 | 2 | 0 | 0 | 0 | 1 | 0 | 0 | 0 | 0 | 0 | 0 | 0 | 0 | 100% | Chan et al. [LBNL-5966E, August 2012; Eqn. 2 and Table 1] | CR 9 | 1990s | 0-1499 | 2 | 11.5753 | 10 | 0 | 0 | 0 | 1 | 0 | 0 | 0 | 0 | 0 | 0 | 0 | 0
CR09 | 1990s | 0-1499 | 3+ | 0 | 0 | 0 | 1 | 0 | 0 | 0 | 0 | 0 | 0 | 0 | 0 | 100% | Chan et al. [LBNL-5966E, August 2012; Eqn. 2 and Table 1] | CR 9 | 1990s | 0-1499 | 3+ | 11.9806 | 10 | 0 | 0 | 0 | 1 | 0 | 0 | 0 | 0 | 0 | 0 | 0 | 0
CR09 | 1990s | 1500-2499 | 1 | 0 | 0 | 0 | 1 | 0 | 0 | 0 | 0 | 0 | 0 | 0 | 0 | 100% | Chan et al. [LBNL-5966E, August 2012; Eqn. 2 and Table 1] | CR 9 | 1990s | 1500-2499 | 1 | 10.0495 | 10 | 0 | 0 | 0 | 1 | 0 | 0 | 0 | 0 | 0 | 0 | 0 | 0
CR09 | 1990s | 1500-2499 | 2 | 0 | 0 | 0 | 1 | 0 | 0 | 0 | 0 | 0 | 0 | 0 | 0 | 100% | Chan et al. [LBNL-5966E, August 2012; Eqn. 2 and Table 1] | CR 9 | 1990s | 1500-2499 | 2 | 9.5414 | 10 | 0 | 0 | 0 | 1 | 0 | 0 | 0 | 0 | 0 | 0 | 0 | 0
CR09 | 1990s | 1500-2499 | 3+ | 0 | 0 | 0 | 1 | 0 | 0 | 0 | 0 | 0 | 0 | 0 | 0 | 100% | Chan et al. [LBNL-5966E, August 2012; Eqn. 2 and Table 1] | CR 9 | 1990s | 1500-2499 | 3+ | 9.8755 | 10 | 0 | 0 | 0 | 1 | 0 | 0 | 0 | 0 | 0 | 0 | 0 | 0
CR09 | 1990s | 2500-3499 | 1 | 0 | 0 | 0 | 0 | 1 | 0 | 0 | 0 | 0 | 0 | 0 | 0 | 100% | Chan et al. [LBNL-5966E, August 2012; Eqn. 2 and Table 1] | CR 9 | 1990s | 2500-3499 | 1 | 8.2837 | 8 | 0 | 0 | 0 | 0 | 1 | 0 | 0 | 0 | 0 | 0 | 0 | 0
CR09 | 1990s | 2500-3499 | 2 | 0 | 0 | 0 | 0 | 1 | 0 | 0 | 0 | 0 | 0 | 0 | 0 | 100% | Chan et al. [LBNL-5966E, August 2012; Eqn. 2 and Table 1] | CR 9 | 1990s | 2500-3499 | 2 | 7.8649 | 8 | 0 | 0 | 0 | 0 | 1 | 0 | 0 | 0 | 0 | 0 | 0 | 0
CR09 | 1990s | 2500-3499 | 3+ | 0 | 0 | 0 | 0 | 1 | 0 | 0 | 0 | 0 | 0 | 0 | 0 | 100% | Chan et al. [LBNL-5966E, August 2012; Eqn. 2 and Table 1] | CR 9 | 1990s | 2500-3499 | 3+ | 8.1403 | 8 | 0 | 0 | 0 | 0 | 1 | 0 | 0 | 0 | 0 | 0 | 0 | 0
CR09 | 1990s | 3500-4499 | 1 | 0 | 0 | 0 | 0 | 0 | 1 | 0 | 0 | 0 | 0 | 0 | 0 | 100% | Chan et al. [LBNL-5966E, August 2012; Eqn. 2 and Table 1] | CR 9 | 1990s | 3500-4499 | 1 | 6.8282 | 7 | 0 | 0 | 0 | 0 | 0 | 1 | 0 | 0 | 0 | 0 | 0 | 0
CR09 | 1990s | 3500-4499 | 2 | 0 | 0 | 0 | 0 | 0 | 0 | 1 | 0 | 0 | 0 | 0 | 0 | 100% | Chan et al. [LBNL-5966E, August 2012; Eqn. 2 and Table 1] | CR 9 | 1990s | 3500-4499 | 2 | 6.4829 | 6 | 0 | 0 | 0 | 0 | 0 | 0 | 1 | 0 | 0 | 0 | 0 | 0
CR09 | 1990s | 3500-4499 | 3+ | 0 | 0 | 0 | 0 | 0 | 1 | 0 | 0 | 0 | 0 | 0 | 0 | 100% | Chan et al. [LBNL-5966E, August 2012; Eqn. 2 and Table 1] | CR 9 | 1990s | 3500-4499 | 3+ | 6.71 | 7 | 0 | 0 | 0 | 0 | 0 | 1 | 0 | 0 | 0 | 0 | 0 | 0
CR09 | 1990s | 4500+ | 1 | 0 | 0 | 0 | 0 | 0 | 0 | 1 | 0 | 0 | 0 | 0 | 0 | 100% | Chan et al. [LBNL-5966E, August 2012; Eqn. 2 and Table 1] | CR 9 | 1990s | 4500+ | 1 | 5.6284 | 6 | 0 | 0 | 0 | 0 | 0 | 0 | 1 | 0 | 0 | 0 | 0 | 0
CR09 | 1990s | 4500+ | 2 | 0 | 0 | 0 | 0 | 0 | 0 | 0 | 1 | 0 | 0 | 0 | 0 | 100% | Chan et al. [LBNL-5966E, August 2012; Eqn. 2 and Table 1] | CR 9 | 1990s | 4500+ | 2 | 5.3438 | 5 | 0 | 0 | 0 | 0 | 0 | 0 | 0 | 1 | 0 | 0 | 0 | 0
CR09 | 1990s | 4500+ | 3+ | 0 | 0 | 0 | 0 | 0 | 0 | 1 | 0 | 0 | 0 | 0 | 0 | 100% | Chan et al. [LBNL-5966E, August 2012; Eqn. 2 and Table 1] | CR 9 | 1990s | 4500+ | 3+ | 5.531 | 6 | 0 | 0 | 0 | 0 | 0 | 0 | 1 | 0 | 0 | 0 | 0 | 0
CR09 | 2000s | 0-1499 | 1 | 0 | 0 | 0 | 1 | 0 | 0 | 0 | 0 | 0 | 0 | 0 | 0 | 100% | Chan et al. [LBNL-5966E, August 2012; Eqn. 2 and Table 1] | CR 9 | 2000s | 0-1499 | 1 | 10.5672 | 10 | 0 | 0 | 0 | 1 | 0 | 0 | 0 | 0 | 0 | 0 | 0 | 0
CR09 | 2000s | 0-1499 | 2 | 0 | 0 | 0 | 1 | 0 | 0 | 0 | 0 | 0 | 0 | 0 | 0 | 100% | Chan et al. [LBNL-5966E, August 2012; Eqn. 2 and Table 1] | CR 9 | 2000s | 0-1499 | 2 | 10.0329 | 10 | 0 | 0 | 0 | 1 | 0 | 0 | 0 | 0 | 0 | 0 | 0 | 0
CR09 | 2000s | 0-1499 | 3+ | 0 | 0 | 0 | 1 | 0 | 0 | 0 | 0 | 0 | 0 | 0 | 0 | 100% | Chan et al. [LBNL-5966E, August 2012; Eqn. 2 and Table 1] | CR 9 | 2000s | 0-1499 | 3+ | 10.3842 | 10 | 0 | 0 | 0 | 1 | 0 | 0 | 0 | 0 | 0 | 0 | 0 | 0
CR09 | 2000s | 1500-2499 | 1 | 0 | 0 | 0 | 0 | 1 | 0 | 0 | 0 | 0 | 0 | 0 | 0 | 100% | Chan et al. [LBNL-5966E, August 2012; Eqn. 2 and Table 1] | CR 9 | 2000s | 1500-2499 | 1 | 8.7105 | 8 | 0 | 0 | 0 | 0 | 1 | 0 | 0 | 0 | 0 | 0 | 0 | 0
CR09 | 2000s | 1500-2499 | 2 | 0 | 0 | 0 | 0 | 1 | 0 | 0 | 0 | 0 | 0 | 0 | 0 | 100% | Chan et al. [LBNL-5966E, August 2012; Eqn. 2 and Table 1] | CR 9 | 2000s | 1500-2499 | 2 | 8.27 | 8 | 0 | 0 | 0 | 0 | 1 | 0 | 0 | 0 | 0 | 0 | 0 | 0
CR09 | 2000s | 1500-2499 | 3+ | 0 | 0 | 0 | 0 | 1 | 0 | 0 | 0 | 0 | 0 | 0 | 0 | 100% | Chan et al. [LBNL-5966E, August 2012; Eqn. 2 and Table 1] | CR 9 | 2000s | 1500-2499 | 3+ | 8.5596 | 8 | 0 | 0 | 0 | 0 | 1 | 0 | 0 | 0 | 0 | 0 | 0 | 0
CR09 | 2000s | 2500-3499 | 1 | 0 | 0 | 0 | 0 | 0 | 1 | 0 | 0 | 0 | 0 | 0 | 0 | 100% | Chan et al. [LBNL-5966E, August 2012; Eqn. 2 and Table 1] | CR 9 | 2000s | 2500-3499 | 1 | 7.18 | 7 | 0 | 0 | 0 | 0 | 0 | 1 | 0 | 0 | 0 | 0 | 0 | 0
CR09 | 2000s | 2500-3499 | 2 | 0 | 0 | 0 | 0 | 0 | 1 | 0 | 0 | 0 | 0 | 0 | 0 | 100% | Chan et al. [LBNL-5966E, August 2012; Eqn. 2 and Table 1] | CR 9 | 2000s | 2500-3499 | 2 | 6.8169 | 7 | 0 | 0 | 0 | 0 | 0 | 1 | 0 | 0 | 0 | 0 | 0 | 0
CR09 | 2000s | 2500-3499 | 3+ | 0 | 0 | 0 | 0 | 0 | 1 | 0 | 0 | 0 | 0 | 0 | 0 | 100% | Chan et al. [LBNL-5966E, August 2012; Eqn. 2 and Table 1] | CR 9 | 2000s | 2500-3499 | 3+ | 7.0556 | 7 | 0 | 0 | 0 | 0 | 0 | 1 | 0 | 0 | 0 | 0 | 0 | 0
CR09 | 2000s | 3500-4499 | 1 | 0 | 0 | 0 | 0 | 0 | 0 | 1 | 0 | 0 | 0 | 0 | 0 | 100% | Chan et al. [LBNL-5966E, August 2012; Eqn. 2 and Table 1] | CR 9 | 2000s | 3500-4499 | 1 | 5.9184 | 6 | 0 | 0 | 0 | 0 | 0 | 0 | 1 | 0 | 0 | 0 | 0 | 0
CR09 | 2000s | 3500-4499 | 2 | 0 | 0 | 0 | 0 | 0 | 0 | 1 | 0 | 0 | 0 | 0 | 0 | 100% | Chan et al. [LBNL-5966E, August 2012; Eqn. 2 and Table 1] | CR 9 | 2000s | 3500-4499 | 2 | 5.6191 | 6 | 0 | 0 | 0 | 0 | 0 | 0 | 1 | 0 | 0 | 0 | 0 | 0
CR09 | 2000s | 3500-4499 | 3+ | 0 | 0 | 0 | 0 | 0 | 0 | 1 | 0 | 0 | 0 | 0 | 0 | 100% | Chan et al. [LBNL-5966E, August 2012; Eqn. 2 and Table 1] | CR 9 | 2000s | 3500-4499 | 3+ | 5.8159 | 6 | 0 | 0 | 0 | 0 | 0 | 0 | 1 | 0 | 0 | 0 | 0 | 0
CR09 | 2000s | 4500+ | 1 | 0 | 0 | 0 | 0 | 0 | 0 | 0 | 1 | 0 | 0 | 0 | 0 | 100% | Chan et al. [LBNL-5966E, August 2012; Eqn. 2 and Table 1] | CR 9 | 2000s | 4500+ | 1 | 4.8785 | 5 | 0 | 0 | 0 | 0 | 0 | 0 | 0 | 1 | 0 | 0 | 0 | 0
CR09 | 2000s | 4500+ | 2 | 0 | 0 | 0 | 0 | 0 | 0 | 0 | 1 | 0 | 0 | 0 | 0 | 100% | Chan et al. [LBNL-5966E, August 2012; Eqn. 2 and Table 1] | CR 9 | 2000s | 4500+ | 2 | 4.6318 | 5 | 0 | 0 | 0 | 0 | 0 | 0 | 0 | 1 | 0 | 0 | 0 | 0
CR09 | 2000s | 4500+ | 3+ | 0 | 0 | 0 | 0 | 0 | 0 | 0 | 1 | 0 | 0 | 0 | 0 | 100% | Chan et al. [LBNL-5966E, August 2012; Eqn. 2 and Table 1] | CR 9 | 2000s | 4500+ | 3+ | 4.794 | 5 | 0 | 0 | 0 | 0 | 0 | 0 | 0 | 1 | 0 | 0 | 0 | 0
CR10 | pre-1950 | 0-1499 | 1 | 1 | 0 | 0 | 0 | 0 | 0 | 0 | 0 | 0 | 0 | 0 | 0 | 100% | Chan et al. [LBNL-5966E, August 2012; Eqn. 2 and Table 1] | CR10 | < 1950s | 0-1499 | 1 | 23.7067 | 25 | 1 | 0 | 0 | 0 | 0 | 0 | 0 | 0 | 0 | 0 | 0 | 0
CR10 | pre-1950 | 0-1499 | 2 | 1 | 0 | 0 | 0 | 0 | 0 | 0 | 0 | 0 | 0 | 0 | 0 | 100% | Chan et al. [LBNL-5966E, August 2012; Eqn. 2 and Table 1] | CR10 | < 1950s | 0-1499 | 2 | 22.508 | 25 | 1 | 0 | 0 | 0 | 0 | 0 | 0 | 0 | 0 | 0 | 0 | 0
CR10 | pre-1950 | 0-1499 | 3+ | 1 | 0 | 0 | 0 | 0 | 0 | 0 | 0 | 0 | 0 | 0 | 0 | 100% | Chan et al. [LBNL-5966E, August 2012; Eqn. 2 and Table 1] | CR10 | < 1950s | 0-1499 | 3+ | 23.2962 | 25 | 1 | 0 | 0 | 0 | 0 | 0 | 0 | 0 | 0 | 0 | 0 | 0
CR10 | pre-1950 | 1500-2499 | 1 | 0 | 1 | 0 | 0 | 0 | 0 | 0 | 0 | 0 | 0 | 0 | 0 | 100% | Chan et al. [LBNL-5966E, August 2012; Eqn. 2 and Table 1] | CR10 | < 1950s | 1500-2499 | 1 | 19.5412 | 20 | 0 | 1 | 0 | 0 | 0 | 0 | 0 | 0 | 0 | 0 | 0 | 0
CR10 | pre-1950 | 1500-2499 | 2 | 0 | 1 | 0 | 0 | 0 | 0 | 0 | 0 | 0 | 0 | 0 | 0 | 100% | Chan et al. [LBNL-5966E, August 2012; Eqn. 2 and Table 1] | CR10 | < 1950s | 1500-2499 | 2 | 18.5531 | 20 | 0 | 1 | 0 | 0 | 0 | 0 | 0 | 0 | 0 | 0 | 0 | 0
CR10 | pre-1950 | 1500-2499 | 3+ | 0 | 1 | 0 | 0 | 0 | 0 | 0 | 0 | 0 | 0 | 0 | 0 | 100% | Chan et al. [LBNL-5966E, August 2012; Eqn. 2 and Table 1] | CR10 | < 1950s | 1500-2499 | 3+ | 19.2028 | 20 | 0 | 1 | 0 | 0 | 0 | 0 | 0 | 0 | 0 | 0 | 0 | 0
CR10 | pre-1950 | 2500-3499 | 1 | 0 | 0 | 1 | 0 | 0 | 0 | 0 | 0 | 0 | 0 | 0 | 0 | 100% | Chan et al. [LBNL-5966E, August 2012; Eqn. 2 and Table 1] | CR10 | < 1950s | 2500-3499 | 1 | 16.1076 | 15 | 0 | 0 | 1 | 0 | 0 | 0 | 0 | 0 | 0 | 0 | 0 | 0
CR10 | pre-1950 | 2500-3499 | 2 | 0 | 0 | 1 | 0 | 0 | 0 | 0 | 0 | 0 | 0 | 0 | 0 | 100% | Chan et al. [LBNL-5966E, August 2012; Eqn. 2 and Table 1] | CR10 | < 1950s | 2500-3499 | 2 | 15.2932 | 15 | 0 | 0 | 1 | 0 | 0 | 0 | 0 | 0 | 0 | 0 | 0 | 0
CR10 | pre-1950 | 2500-3499 | 3+ | 0 | 0 | 1 | 0 | 0 | 0 | 0 | 0 | 0 | 0 | 0 | 0 | 100% | Chan et al. [LBNL-5966E, August 2012; Eqn. 2 and Table 1] | CR10 | < 1950s | 2500-3499 | 3+ | 15.8287 | 15 | 0 | 0 | 1 | 0 | 0 | 0 | 0 | 0 | 0 | 0 | 0 | 0
CR10 | pre-1950 | 3500-4499 | 1 | 0 | 0 | 1 | 0 | 0 | 0 | 0 | 0 | 0 | 0 | 0 | 0 | 100% | Chan et al. [LBNL-5966E, August 2012; Eqn. 2 and Table 1] | CR10 | < 1950s | 3500-4499 | 1 | 13.2774 | 15 | 0 | 0 | 1 | 0 | 0 | 0 | 0 | 0 | 0 | 0 | 0 | 0
CR10 | pre-1950 | 3500-4499 | 2 | 0 | 0 | 1 | 0 | 0 | 0 | 0 | 0 | 0 | 0 | 0 | 0 | 100% | Chan et al. [LBNL-5966E, August 2012; Eqn. 2 and Table 1] | CR10 | < 1950s | 3500-4499 | 2 | 12.606 | 15 | 0 | 0 | 1 | 0 | 0 | 0 | 0 | 0 | 0 | 0 | 0 | 0
CR10 | pre-1950 | 3500-4499 | 3+ | 0 | 0 | 1 | 0 | 0 | 0 | 0 | 0 | 0 | 0 | 0 | 0 | 100% | Chan et al. [LBNL-5966E, August 2012; Eqn. 2 and Table 1] | CR10 | < 1950s | 3500-4499 | 3+ | 13.0475 | 15 | 0 | 0 | 1 | 0 | 0 | 0 | 0 | 0 | 0 | 0 | 0 | 0
CR10 | pre-1950 | 4500+ | 1 | 0 | 0 | 0 | 1 | 0 | 0 | 0 | 0 | 0 | 0 | 0 | 0 | 100% | Chan et al. [LBNL-5966E, August 2012; Eqn. 2 and Table 1] | CR10 | < 1950s | 4500+ | 1 | 10.9444 | 10 | 0 | 0 | 0 | 1 | 0 | 0 | 0 | 0 | 0 | 0 | 0 | 0
CR10 | pre-1950 | 4500+ | 2 | 0 | 0 | 0 | 1 | 0 | 0 | 0 | 0 | 0 | 0 | 0 | 0 | 100% | Chan et al. [LBNL-5966E, August 2012; Eqn. 2 and Table 1] | CR10 | < 1950s | 4500+ | 2 | 10.391 | 10 | 0 | 0 | 0 | 1 | 0 | 0 | 0 | 0 | 0 | 0 | 0 | 0
CR10 | pre-1950 | 4500+ | 3+ | 0 | 0 | 0 | 1 | 0 | 0 | 0 | 0 | 0 | 0 | 0 | 0 | 100% | Chan et al. [LBNL-5966E, August 2012; Eqn. 2 and Table 1] | CR10 | < 1950s | 4500+ | 3+ | 10.7549 | 10 | 0 | 0 | 0 | 1 | 0 | 0 | 0 | 0 | 0 | 0 | 0 | 0
CR10 | 1950s | 0-1499 | 1 | 1 | 0 | 0 | 0 | 0 | 0 | 0 | 0 | 0 | 0 | 0 | 0 | 100% | Chan et al. [LBNL-5966E, August 2012; Eqn. 2 and Table 1] | CR10 | 1950s | 0-1499 | 1 | 23.7067 | 25 | 1 | 0 | 0 | 0 | 0 | 0 | 0 | 0 | 0 | 0 | 0 | 0
CR10 | 1950s | 0-1499 | 2 | 1 | 0 | 0 | 0 | 0 | 0 | 0 | 0 | 0 | 0 | 0 | 0 | 100% | Chan et al. [LBNL-5966E, August 2012; Eqn. 2 and Table 1] | CR10 | 1950s | 0-1499 | 2 | 22.508 | 25 | 1 | 0 | 0 | 0 | 0 | 0 | 0 | 0 | 0 | 0 | 0 | 0
CR10 | 1950s | 0-1499 | 3+ | 1 | 0 | 0 | 0 | 0 | 0 | 0 | 0 | 0 | 0 | 0 | 0 | 100% | Chan et al. [LBNL-5966E, August 2012; Eqn. 2 and Table 1] | CR10 | 1950s | 0-1499 | 3+ | 23.2962 | 25 | 1 | 0 | 0 | 0 | 0 | 0 | 0 | 0 | 0 | 0 | 0 | 0
CR10 | 1950s | 1500-2499 | 1 | 0 | 1 | 0 | 0 | 0 | 0 | 0 | 0 | 0 | 0 | 0 | 0 | 100% | Chan et al. [LBNL-5966E, August 2012; Eqn. 2 and Table 1] | CR10 | 1950s | 1500-2499 | 1 | 19.5412 | 20 | 0 | 1 | 0 | 0 | 0 | 0 | 0 | 0 | 0 | 0 | 0 | 0
CR10 | 1950s | 1500-2499 | 2 | 0 | 1 | 0 | 0 | 0 | 0 | 0 | 0 | 0 | 0 | 0 | 0 | 100% | Chan et al. [LBNL-5966E, August 2012; Eqn. 2 and Table 1] | CR10 | 1950s | 1500-2499 | 2 | 18.5531 | 20 | 0 | 1 | 0 | 0 | 0 | 0 | 0 | 0 | 0 | 0 | 0 | 0
CR10 | 1950s | 1500-2499 | 3+ | 0 | 1 | 0 | 0 | 0 | 0 | 0 | 0 | 0 | 0 | 0 | 0 | 100% | Chan et al. [LBNL-5966E, August 2012; Eqn. 2 and Table 1] | CR10 | 1950s | 1500-2499 | 3+ | 19.2028 | 20 | 0 | 1 | 0 | 0 | 0 | 0 | 0 | 0 | 0 | 0 | 0 | 0
CR10 | 1950s | 2500-3499 | 1 | 0 | 0 | 1 | 0 | 0 | 0 | 0 | 0 | 0 | 0 | 0 | 0 | 100% | Chan et al. [LBNL-5966E, August 2012; Eqn. 2 and Table 1] | CR10 | 1950s | 2500-3499 | 1 | 16.1076 | 15 | 0 | 0 | 1 | 0 | 0 | 0 | 0 | 0 | 0 | 0 | 0 | 0
CR10 | 1950s | 2500-3499 | 2 | 0 | 0 | 1 | 0 | 0 | 0 | 0 | 0 | 0 | 0 | 0 | 0 | 100% | Chan et al. [LBNL-5966E, August 2012; Eqn. 2 and Table 1] | CR10 | 1950s | 2500-3499 | 2 | 15.2932 | 15 | 0 | 0 | 1 | 0 | 0 | 0 | 0 | 0 | 0 | 0 | 0 | 0
CR10 | 1950s | 2500-3499 | 3+ | 0 | 0 | 1 | 0 | 0 | 0 | 0 | 0 | 0 | 0 | 0 | 0 | 100% | Chan et al. [LBNL-5966E, August 2012; Eqn. 2 and Table 1] | CR10 | 1950s | 2500-3499 | 3+ | 15.8287 | 15 | 0 | 0 | 1 | 0 | 0 | 0 | 0 | 0 | 0 | 0 | 0 | 0
CR10 | 1950s | 3500-4499 | 1 | 0 | 0 | 1 | 0 | 0 | 0 | 0 | 0 | 0 | 0 | 0 | 0 | 100% | Chan et al. [LBNL-5966E, August 2012; Eqn. 2 and Table 1] | CR10 | 1950s | 3500-4499 | 1 | 13.2774 | 15 | 0 | 0 | 1 | 0 | 0 | 0 | 0 | 0 | 0 | 0 | 0 | 0
CR10 | 1950s | 3500-4499 | 2 | 0 | 0 | 1 | 0 | 0 | 0 | 0 | 0 | 0 | 0 | 0 | 0 | 100% | Chan et al. [LBNL-5966E, August 2012; Eqn. 2 and Table 1] | CR10 | 1950s | 3500-4499 | 2 | 12.606 | 15 | 0 | 0 | 1 | 0 | 0 | 0 | 0 | 0 | 0 | 0 | 0 | 0
CR10 | 1950s | 3500-4499 | 3+ | 0 | 0 | 1 | 0 | 0 | 0 | 0 | 0 | 0 | 0 | 0 | 0 | 100% | Chan et al. [LBNL-5966E, August 2012; Eqn. 2 and Table 1] | CR10 | 1950s | 3500-4499 | 3+ | 13.0475 | 15 | 0 | 0 | 1 | 0 | 0 | 0 | 0 | 0 | 0 | 0 | 0 | 0
CR10 | 1950s | 4500+ | 1 | 0 | 0 | 0 | 1 | 0 | 0 | 0 | 0 | 0 | 0 | 0 | 0 | 100% | Chan et al. [LBNL-5966E, August 2012; Eqn. 2 and Table 1] | CR10 | 1950s | 4500+ | 1 | 10.9444 | 10 | 0 | 0 | 0 | 1 | 0 | 0 | 0 | 0 | 0 | 0 | 0 | 0
CR10 | 1950s | 4500+ | 2 | 0 | 0 | 0 | 1 | 0 | 0 | 0 | 0 | 0 | 0 | 0 | 0 | 100% | Chan et al. [LBNL-5966E, August 2012; Eqn. 2 and Table 1] | CR10 | 1950s | 4500+ | 2 | 10.391 | 10 | 0 | 0 | 0 | 1 | 0 | 0 | 0 | 0 | 0 | 0 | 0 | 0
CR10 | 1950s | 4500+ | 3+ | 0 | 0 | 0 | 1 | 0 | 0 | 0 | 0 | 0 | 0 | 0 | 0 | 100% | Chan et al. [LBNL-5966E, August 2012; Eqn. 2 and Table 1] | CR10 | 1950s | 4500+ | 3+ | 10.7549 | 10 | 0 | 0 | 0 | 1 | 0 | 0 | 0 | 0 | 0 | 0 | 0 | 0
CR10 | 1960s | 1500-2499 | 1 | 0 | 1 | 0 | 0 | 0 | 0 | 0 | 0 | 0 | 0 | 0 | 0 | 100% | Chan et al. [LBNL-5966E, August 2012; Eqn. 2 and Table 1] | CR10 | 1960s | 0-499 | 1 | 21.7448 | 20 | 0 | 1 | 0 | 0 | 0 | 0 | 0 | 0 | 0 | 0 | 0 | 0
CR10 | 1960s | 0-1499 | 2 | 0 | 1 | 0 | 0 | 0 | 0 | 0 | 0 | 0 | 0 | 0 | 0 | 100% | Chan et al. [LBNL-5966E, August 2012; Eqn. 2 and Table 1] | CR10 | 1960s | 0-1499 | 2 | 18.7439 | 20 | 0 | 1 | 0 | 0 | 0 | 0 | 0 | 0 | 0 | 0 | 0 | 0
CR10 | 1960s | 0-1499 | 3+ | 0 | 1 | 0 | 0 | 0 | 0 | 0 | 0 | 0 | 0 | 0 | 0 | 100% | Chan et al. [LBNL-5966E, August 2012; Eqn. 2 and Table 1] | CR10 | 1960s | 0-1499 | 3+ | 19.4003 | 20 | 0 | 1 | 0 | 0 | 0 | 0 | 0 | 0 | 0 | 0 | 0 | 0
CR10 | 1960s | 1500-2499 | 2 | 0 | 0 | 1 | 0 | 0 | 0 | 0 | 0 | 0 | 0 | 0 | 0 | 100% | Chan et al. [LBNL-5966E, August 2012; Eqn. 2 and Table 1] | CR10 | 1960s | 1500-2499 | 1 | 16.2733 | 15 | 0 | 0 | 1 | 0 | 0 | 0 | 0 | 0 | 0 | 0 | 0 | 0
CR10 | 1960s | 1500-2499 | 3+ | 0 | 0 | 1 | 0 | 0 | 0 | 0 | 0 | 0 | 0 | 0 | 0 | 100% | Chan et al. [LBNL-5966E, August 2012; Eqn. 2 and Table 1] | CR10 | 1960s | 1500-2499 | 2 | 15.4505 | 15 | 0 | 0 | 1 | 0 | 0 | 0 | 0 | 0 | 0 | 0 | 0 | 0
CR10 | 1960s | 2500-3499 | 1 | 0 | 0 | 1 | 0 | 0 | 0 | 0 | 0 | 0 | 0 | 0 | 0 | 100% | Chan et al. [LBNL-5966E, August 2012; Eqn. 2 and Table 1] | CR10 | 1960s | 1500-2499 | 3+ | 15.9915 | 15 | 0 | 0 | 1 | 0 | 0 | 0 | 0 | 0 | 0 | 0 | 0 | 0
CR10 | 1960s | 2500-3499 | 2 | 0 | 0 | 1 | 0 | 0 | 0 | 0 | 0 | 0 | 0 | 0 | 0 | 100% | Chan et al. [LBNL-5966E, August 2012; Eqn. 2 and Table 1] | CR10 | 1960s | 2500-3499 | 1 | 13.4139 | 15 | 0 | 0 | 1 | 0 | 0 | 0 | 0 | 0 | 0 | 0 | 0 | 0
CR10 | 1960s | 2500-3499 | 3+ | 0 | 0 | 1 | 0 | 0 | 0 | 0 | 0 | 0 | 0 | 0 | 0 | 100% | Chan et al. [LBNL-5966E, August 2012; Eqn. 2 and Table 1] | CR10 | 1960s | 2500-3499 | 2 | 12.7357 | 15 | 0 | 0 | 1 | 0 | 0 | 0 | 0 | 0 | 0 | 0 | 0 | 0
CR10 | 1960s | 3500-4499 | 1 | 0 | 0 | 1 | 0 | 0 | 0 | 0 | 0 | 0 | 0 | 0 | 0 | 100% | Chan et al. [LBNL-5966E, August 2012; Eqn. 2 and Table 1] | CR10 | 1960s | 2500-3499 | 3+ | 13.1816 | 15 | 0 | 0 | 1 | 0 | 0 | 0 | 0 | 0 | 0 | 0 | 0 | 0
CR10 | 1960s | 3500-4499 | 2 | 0 | 0 | 0 | 1 | 0 | 0 | 0 | 0 | 0 | 0 | 0 | 0 | 100% | Chan et al. [LBNL-5966E, August 2012; Eqn. 2 and Table 1] | CR10 | 1960s | 3500-4499 | 1 | 11.057 | 10 | 0 | 0 | 0 | 1 | 0 | 0 | 0 | 0 | 0 | 0 | 0 | 0
CR10 | 1960s | 3500-4499 | 3+ | 0 | 0 | 0 | 1 | 0 | 0 | 0 | 0 | 0 | 0 | 0 | 0 | 100% | Chan et al. [LBNL-5966E, August 2012; Eqn. 2 and Table 1] | CR10 | 1960s | 3500-4499 | 2 | 10.4979 | 10 | 0 | 0 | 0 | 1 | 0 | 0 | 0 | 0 | 0 | 0 | 0 | 0
CR10 | 1960s | 4500+ | 1 | 0 | 0 | 0 | 1 | 0 | 0 | 0 | 0 | 0 | 0 | 0 | 0 | 100% | Chan et al. [LBNL-5966E, August 2012; Eqn. 2 and Table 1] | CR10 | 1960s | 3500-4499 | 3+ | 10.8655 | 10 | 0 | 0 | 0 | 1 | 0 | 0 | 0 | 0 | 0 | 0 | 0 | 0
CR10 | 1960s | 4500+ | 2 | 0 | 0 | 0 | 1 | 0 | 0 | 0 | 0 | 0 | 0 | 0 | 0 | 100% | Chan et al. [LBNL-5966E, August 2012; Eqn. 2 and Table 1] | CR10 | 1960s | 4500+ | 1 | 9.1142 | 10 | 0 | 0 | 0 | 1 | 0 | 0 | 0 | 0 | 0 | 0 | 0 | 0
CR10 | 1960s | 4500+ | 3+ | 0 | 0 | 0 | 0 | 1 | 0 | 0 | 0 | 0 | 0 | 0 | 0 | 100% | Chan et al. [LBNL-5966E, August 2012; Eqn. 2 and Table 1] | CR10 | 1960s | 4500+ | 2 | 8.6533 | 8 | 0 | 0 | 0 | 0 | 1 | 0 | 0 | 0 | 0 | 0 | 0 | 0
CR10 | 1960s | 0-1499 | 1 | 0 | 0 | 0 | 0 | 1 | 0 | 0 | 0 | 0 | 0 | 0 | 0 | 100% | Chan et al. [LBNL-5966E, August 2012; Eqn. 2 and Table 1] | CR10 | 1960s | 4500+ | 3+ | 8.9563 | 8 | 0 | 0 | 0 | 0 | 1 | 0 | 0 | 0 | 0 | 0 | 0 | 0
CR10 | 1970s | 0-1499 | 1 | 0 | 1 | 0 | 0 | 0 | 0 | 0 | 0 | 0 | 0 | 0 | 0 | 100% | Chan et al. [LBNL-5966E, August 2012; Eqn. 2 and Table 1] | CR10 | 1970s | 0-1499 | 1 | 19.3706 | 20 | 0 | 1 | 0 | 0 | 0 | 0 | 0 | 0 | 0 | 0 | 0 | 0
CR10 | 1970s | 0-1499 | 2 | 0 | 1 | 0 | 0 | 0 | 0 | 0 | 0 | 0 | 0 | 0 | 0 | 100% | Chan et al. [LBNL-5966E, August 2012; Eqn. 2 and Table 1] | CR10 | 1970s | 0-1499 | 2 | 18.3912 | 20 | 0 | 1 | 0 | 0 | 0 | 0 | 0 | 0 | 0 | 0 | 0 | 0
CR10 | 1970s | 0-1499 | 3+ | 0 | 1 | 0 | 0 | 0 | 0 | 0 | 0 | 0 | 0 | 0 | 0 | 100% | Chan et al. [LBNL-5966E, August 2012; Eqn. 2 and Table 1] | CR10 | 1970s | 0-1499 | 3+ | 19.0352 | 20 | 0 | 1 | 0 | 0 | 0 | 0 | 0 | 0 | 0 | 0 | 0 | 0
CR10 | 1970s | 1500-2499 | 1 | 0 | 0 | 1 | 0 | 0 | 0 | 0 | 0 | 0 | 0 | 0 | 0 | 100% | Chan et al. [LBNL-5966E, August 2012; Eqn. 2 and Table 1] | CR10 | 1970s | 1500-2499 | 1 | 15.967 | 15 | 0 | 0 | 1 | 0 | 0 | 0 | 0 | 0 | 0 | 0 | 0 | 0
CR10 | 1970s | 1500-2499 | 2 | 0 | 0 | 1 | 0 | 0 | 0 | 0 | 0 | 0 | 0 | 0 | 0 | 100% | Chan et al. [LBNL-5966E, August 2012; Eqn. 2 and Table 1] | CR10 | 1970s | 1500-2499 | 2 | 15.1597 | 15 | 0 | 0 | 1 | 0 | 0 | 0 | 0 | 0 | 0 | 0 | 0 | 0
CR10 | 1970s | 1500-2499 | 3+ | 0 | 0 | 1 | 0 | 0 | 0 | 0 | 0 | 0 | 0 | 0 | 0 | 100% | Chan et al. [LBNL-5966E, August 2012; Eqn. 2 and Table 1] | CR10 | 1970s | 1500-2499 | 3+ | 15.6905 | 15 | 0 | 0 | 1 | 0 | 0 | 0 | 0 | 0 | 0 | 0 | 0 | 0
CR10 | 1970s | 2500-3499 | 1 | 0 | 0 | 1 | 0 | 0 | 0 | 0 | 0 | 0 | 0 | 0 | 0 | 100% | Chan et al. [LBNL-5966E, August 2012; Eqn. 2 and Table 1] | CR10 | 1970s | 2500-3499 | 1 | 13.1615 | 15 | 0 | 0 | 1 | 0 | 0 | 0 | 0 | 0 | 0 | 0 | 0 | 0
CR10 | 1970s | 2500-3499 | 2 | 0 | 0 | 0 | 1 | 0 | 0 | 0 | 0 | 0 | 0 | 0 | 0 | 100% | Chan et al. [LBNL-5966E, August 2012; Eqn. 2 and Table 1] | CR10 | 1970s | 2500-3499 | 2 | 12.496 | 10 | 0 | 0 | 0 | 1 | 0 | 0 | 0 | 0 | 0 | 0 | 0 | 0
CR10 | 1970s | 2500-3499 | 3+ | 0 | 0 | 1 | 0 | 0 | 0 | 0 | 0 | 0 | 0 | 0 | 0 | 100% | Chan et al. [LBNL-5966E, August 2012; Eqn. 2 and Table 1] | CR10 | 1970s | 2500-3499 | 3+ | 12.9336 | 15 | 0 | 0 | 1 | 0 | 0 | 0 | 0 | 0 | 0 | 0 | 0 | 0
CR10 | 1970s | 3500-4499 | 1 | 0 | 0 | 0 | 1 | 0 | 0 | 0 | 0 | 0 | 0 | 0 | 0 | 100% | Chan et al. [LBNL-5966E, August 2012; Eqn. 2 and Table 1] | CR10 | 1970s | 3500-4499 | 1 | 10.8489 | 10 | 0 | 0 | 0 | 1 | 0 | 0 | 0 | 0 | 0 | 0 | 0 | 0
CR10 | 1970s | 3500-4499 | 2 | 0 | 0 | 0 | 1 | 0 | 0 | 0 | 0 | 0 | 0 | 0 | 0 | 100% | Chan et al. [LBNL-5966E, August 2012; Eqn. 2 and Table 1] | CR10 | 1970s | 3500-4499 | 2 | 10.3003 | 10 | 0 | 0 | 0 | 1 | 0 | 0 | 0 | 0 | 0 | 0 | 0 | 0
CR10 | 1970s | 3500-4499 | 3+ | 0 | 0 | 0 | 1 | 0 | 0 | 0 | 0 | 0 | 0 | 0 | 0 | 100% | Chan et al. [LBNL-5966E, August 2012; Eqn. 2 and Table 1] | CR10 | 1970s | 3500-4499 | 3+ | 10.661 | 10 | 0 | 0 | 0 | 1 | 0 | 0 | 0 | 0 | 0 | 0 | 0 | 0
CR10 | 1970s | 4500+ | 1 | 0 | 0 | 0 | 0 | 1 | 0 | 0 | 0 | 0 | 0 | 0 | 0 | 100% | Chan et al. [LBNL-5966E, August 2012; Eqn. 2 and Table 1] | CR10 | 1970s | 4500+ | 1 | 8.9426 | 8 | 0 | 0 | 0 | 0 | 1 | 0 | 0 | 0 | 0 | 0 | 0 | 0
CR10 | 1970s | 4500+ | 2 | 0 | 0 | 0 | 0 | 1 | 0 | 0 | 0 | 0 | 0 | 0 | 0 | 100% | Chan et al. [LBNL-5966E, August 2012; Eqn. 2 and Table 1] | CR10 | 1970s | 4500+ | 2 | 8.4905 | 8 | 0 | 0 | 0 | 0 | 1 | 0 | 0 | 0 | 0 | 0 | 0 | 0
CR10 | 1970s | 4500+ | 3+ | 0 | 0 | 0 | 0 | 1 | 0 | 0 | 0 | 0 | 0 | 0 | 0 | 100% | Chan et al. [LBNL-5966E, August 2012; Eqn. 2 and Table 1] | CR10 | 1970s | 4500+ | 3+ | 8.7878 | 8 | 0 | 0 | 0 | 0 | 1 | 0 | 0 | 0 | 0 | 0 | 0 | 0
CR10 | 1980s | 0-1499 | 1 | 0 | 0 | 1 | 0 | 0 | 0 | 0 | 0 | 0 | 0 | 0 | 0 | 100% | Chan et al. [LBNL-5966E, August 2012; Eqn. 2 and Table 1] | CR10 | 1980s | 0-1499 | 1 | 15.8276 | 15 | 0 | 0 | 1 | 0 | 0 | 0 | 0 | 0 | 0 | 0 | 0 | 0
CR10 | 1980s | 0-1499 | 2 | 0 | 0 | 1 | 0 | 0 | 0 | 0 | 0 | 0 | 0 | 0 | 0 | 100% | Chan et al. [LBNL-5966E, August 2012; Eqn. 2 and Table 1] | CR10 | 1980s | 0-1499 | 2 | 15.0273 | 15 | 0 | 0 | 1 | 0 | 0 | 0 | 0 | 0 | 0 | 0 | 0 | 0
CR10 | 1980s | 0-1499 | 3+ | 0 | 0 | 1 | 0 | 0 | 0 | 0 | 0 | 0 | 0 | 0 | 0 | 100% | Chan et al. [LBNL-5966E, August 2012; Eqn. 2 and Table 1] | CR10 | 1980s | 0-1499 | 3+ | 15.5536 | 15 | 0 | 0 | 1 | 0 | 0 | 0 | 0 | 0 | 0 | 0 | 0 | 0
CR10 | 1980s | 1500-2499 | 1 | 0 | 0 | 1 | 0 | 0 | 0 | 0 | 0 | 0 | 0 | 0 | 0 | 100% | Chan et al. [LBNL-5966E, August 2012; Eqn. 2 and Table 1] | CR10 | 1980s | 1500-2499 | 1 | 13.0466 | 15 | 0 | 0 | 1 | 0 | 0 | 0 | 0 | 0 | 0 | 0 | 0 | 0
CR10 | 1980s | 1500-2499 | 2 | 0 | 0 | 0 | 1 | 0 | 0 | 0 | 0 | 0 | 0 | 0 | 0 | 100% | Chan et al. [LBNL-5966E, August 2012; Eqn. 2 and Table 1] | CR10 | 1980s | 1500-2499 | 2 | 12.3869 | 10 | 0 | 0 | 0 | 1 | 0 | 0 | 0 | 0 | 0 | 0 | 0 | 0
CR10 | 1980s | 1500-2499 | 3+ | 0 | 0 | 1 | 0 | 0 | 0 | 0 | 0 | 0 | 0 | 0 | 0 | 100% | Chan et al. [LBNL-5966E, August 2012; Eqn. 2 and Table 1] | CR10 | 1980s | 1500-2499 | 3+ | 12.8206 | 15 | 0 | 0 | 1 | 0 | 0 | 0 | 0 | 0 | 0 | 0 | 0 | 0
CR10 | 1980s | 2500-3499 | 1 | 0 | 0 | 0 | 1 | 0 | 0 | 0 | 0 | 0 | 0 | 0 | 0 | 100% | Chan et al. [LBNL-5966E, August 2012; Eqn. 2 and Table 1] | CR10 | 1980s | 2500-3499 | 1 | 10.7542 | 10 | 0 | 0 | 0 | 1 | 0 | 0 | 0 | 0 | 0 | 0 | 0 | 0
CR10 | 1980s | 2500-3499 | 2 | 0 | 0 | 0 | 1 | 0 | 0 | 0 | 0 | 0 | 0 | 0 | 0 | 100% | Chan et al. [LBNL-5966E, August 2012; Eqn. 2 and Table 1] | CR10 | 1980s | 2500-3499 | 2 | 10.2104 | 10 | 0 | 0 | 0 | 1 | 0 | 0 | 0 | 0 | 0 | 0 | 0 | 0
CR10 | 1980s | 2500-3499 | 3+ | 0 | 0 | 0 | 1 | 0 | 0 | 0 | 0 | 0 | 0 | 0 | 0 | 100% | Chan et al. [LBNL-5966E, August 2012; Eqn. 2 and Table 1] | CR10 | 1980s | 2500-3499 | 3+ | 10.5679 | 10 | 0 | 0 | 0 | 1 | 0 | 0 | 0 | 0 | 0 | 0 | 0 | 0
CR10 | 1980s | 3500-4499 | 1 | 0 | 0 | 0 | 0 | 1 | 0 | 0 | 0 | 0 | 0 | 0 | 0 | 100% | Chan et al. [LBNL-5966E, August 2012; Eqn. 2 and Table 1] | CR10 | 1980s | 3500-4499 | 1 | 8.8646 | 8 | 0 | 0 | 0 | 0 | 1 | 0 | 0 | 0 | 0 | 0 | 0 | 0
CR10 | 1980s | 3500-4499 | 2 | 0 | 0 | 0 | 0 | 1 | 0 | 0 | 0 | 0 | 0 | 0 | 0 | 100% | Chan et al. [LBNL-5966E, August 2012; Eqn. 2 and Table 1] | CR10 | 1980s | 3500-4499 | 2 | 8.4163 | 8 | 0 | 0 | 0 | 0 | 1 | 0 | 0 | 0 | 0 | 0 | 0 | 0
CR10 | 1980s | 3500-4499 | 3+ | 0 | 0 | 0 | 0 | 1 | 0 | 0 | 0 | 0 | 0 | 0 | 0 | 100% | Chan et al. [LBNL-5966E, August 2012; Eqn. 2 and Table 1] | CR10 | 1980s | 3500-4499 | 3+ | 8.7111 | 8 | 0 | 0 | 0 | 0 | 1 | 0 | 0 | 0 | 0 | 0 | 0 | 0
CR10 | 1980s | 4500+ | 1 | 0 | 0 | 0 | 0 | 0 | 1 | 0 | 0 | 0 | 0 | 0 | 0 | 100% | Chan et al. [LBNL-5966E, August 2012; Eqn. 2 and Table 1] | CR10 | 1980s | 4500+ | 1 | 7.307 | 7 | 0 | 0 | 0 | 0 | 0 | 1 | 0 | 0 | 0 | 0 | 0 | 0
CR10 | 1980s | 4500+ | 2 | 0 | 0 | 0 | 0 | 0 | 1 | 0 | 0 | 0 | 0 | 0 | 0 | 100% | Chan et al. [LBNL-5966E, August 2012; Eqn. 2 and Table 1] | CR10 | 1980s | 4500+ | 2 | 6.9375 | 7 | 0 | 0 | 0 | 0 | 0 | 1 | 0 | 0 | 0 | 0 | 0 | 0
CR10 | 1980s | 4500+ | 3+ | 0 | 0 | 0 | 0 | 0 | 1 | 0 | 0 | 0 | 0 | 0 | 0 | 100% | Chan et al. [LBNL-5966E, August 2012; Eqn. 2 and Table 1] | CR10 | 1980s | 4500+ | 3+ | 7.1804 | 7 | 0 | 0 | 0 | 0 | 0 | 1 | 0 | 0 | 0 | 0 | 0 | 0
CR10 | 1990s | 0-1499 | 1 | 0 | 0 | 0 | 1 | 0 | 0 | 0 | 0 | 0 | 0 | 0 | 0 | 100% | Chan et al. [LBNL-5966E, August 2012; Eqn. 2 and Table 1] | CR10 | 1990s | 0-1499 | 1 | 12.1917 | 10 | 0 | 0 | 0 | 1 | 0 | 0 | 0 | 0 | 0 | 0 | 0 | 0
CR10 | 1990s | 0-1499 | 2 | 0 | 0 | 0 | 1 | 0 | 0 | 0 | 0 | 0 | 0 | 0 | 0 | 100% | Chan et al. [LBNL-5966E, August 2012; Eqn. 2 and Table 1] | CR10 | 1990s | 0-1499 | 2 | 11.5753 | 10 | 0 | 0 | 0 | 1 | 0 | 0 | 0 | 0 | 0 | 0 | 0 | 0
CR10 | 1990s | 0-1499 | 3+ | 0 | 0 | 0 | 1 | 0 | 0 | 0 | 0 | 0 | 0 | 0 | 0 | 100% | Chan et al. [LBNL-5966E, August 2012; Eqn. 2 and Table 1] | CR10 | 1990s | 0-1499 | 3+ | 11.9806 | 10 | 0 | 0 | 0 | 1 | 0 | 0 | 0 | 0 | 0 | 0 | 0 | 0
CR10 | 1990s | 1500-2499 | 1 | 0 | 0 | 0 | 1 | 0 | 0 | 0 | 0 | 0 | 0 | 0 | 0 | 100% | Chan et al. [LBNL-5966E, August 2012; Eqn. 2 and Table 1] | CR10 | 1990s | 1500-2499 | 1 | 10.0495 | 10 | 0 | 0 | 0 | 1 | 0 | 0 | 0 | 0 | 0 | 0 | 0 | 0
CR10 | 1990s | 1500-2499 | 2 | 0 | 0 | 0 | 1 | 0 | 0 | 0 | 0 | 0 | 0 | 0 | 0 | 100% | Chan et al. [LBNL-5966E, August 2012; Eqn. 2 and Table 1] | CR10 | 1990s | 1500-2499 | 2 | 9.5414 | 10 | 0 | 0 | 0 | 1 | 0 | 0 | 0 | 0 | 0 | 0 | 0 | 0
CR10 | 1990s | 1500-2499 | 3+ | 0 | 0 | 0 | 1 | 0 | 0 | 0 | 0 | 0 | 0 | 0 | 0 | 100% | Chan et al. [LBNL-5966E, August 2012; Eqn. 2 and Table 1] | CR10 | 1990s | 1500-2499 | 3+ | 9.8755 | 10 | 0 | 0 | 0 | 1 | 0 | 0 | 0 | 0 | 0 | 0 | 0 | 0
CR10 | 1990s | 2500-3499 | 1 | 0 | 0 | 0 | 0 | 1 | 0 | 0 | 0 | 0 | 0 | 0 | 0 | 100% | Chan et al. [LBNL-5966E, August 2012; Eqn. 2 and Table 1] | CR10 | 1990s | 2500-3499 | 1 | 8.2837 | 8 | 0 | 0 | 0 | 0 | 1 | 0 | 0 | 0 | 0 | 0 | 0 | 0
CR10 | 1990s | 2500-3499 | 2 | 0 | 0 | 0 | 0 | 1 | 0 | 0 | 0 | 0 | 0 | 0 | 0 | 100% | Chan et al. [LBNL-5966E, August 2012; Eqn. 2 and Table 1] | CR10 | 1990s | 2500-3499 | 2 | 7.8649 | 8 | 0 | 0 | 0 | 0 | 1 | 0 | 0 | 0 | 0 | 0 | 0 | 0
CR10 | 1990s | 2500-3499 | 3+ | 0 | 0 | 0 | 0 | 1 | 0 | 0 | 0 | 0 | 0 | 0 | 0 | 100% | Chan et al. [LBNL-5966E, August 2012; Eqn. 2 and Table 1] | CR10 | 1990s | 2500-3499 | 3+ | 8.1403 | 8 | 0 | 0 | 0 | 0 | 1 | 0 | 0 | 0 | 0 | 0 | 0 | 0
CR10 | 1990s | 3500-4499 | 1 | 0 | 0 | 0 | 0 | 0 | 1 | 0 | 0 | 0 | 0 | 0 | 0 | 100% | Chan et al. [LBNL-5966E, August 2012; Eqn. 2 and Table 1] | CR10 | 1990s | 3500-4499 | 1 | 6.8282 | 7 | 0 | 0 | 0 | 0 | 0 | 1 | 0 | 0 | 0 | 0 | 0 | 0
CR10 | 1990s | 3500-4499 | 2 | 0 | 0 | 0 | 0 | 0 | 0 | 1 | 0 | 0 | 0 | 0 | 0 | 100% | Chan et al. [LBNL-5966E, August 2012; Eqn. 2 and Table 1] | CR10 | 1990s | 3500-4499 | 2 | 6.4829 | 6 | 0 | 0 | 0 | 0 | 0 | 0 | 1 | 0 | 0 | 0 | 0 | 0
CR10 | 1990s | 3500-4499 | 3+ | 0 | 0 | 0 | 0 | 0 | 1 | 0 | 0 | 0 | 0 | 0 | 0 | 100% | Chan et al. [LBNL-5966E, August 2012; Eqn. 2 and Table 1] | CR10 | 1990s | 3500-4499 | 3+ | 6.71 | 7 | 0 | 0 | 0 | 0 | 0 | 1 | 0 | 0 | 0 | 0 | 0 | 0
CR10 | 1990s | 4500+ | 1 | 0 | 0 | 0 | 0 | 0 | 0 | 1 | 0 | 0 | 0 | 0 | 0 | 100% | Chan et al. [LBNL-5966E, August 2012; Eqn. 2 and Table 1] | CR10 | 1990s | 4500+ | 1 | 5.6284 | 6 | 0 | 0 | 0 | 0 | 0 | 0 | 1 | 0 | 0 | 0 | 0 | 0
CR10 | 1990s | 4500+ | 2 | 0 | 0 | 0 | 0 | 0 | 0 | 0 | 1 | 0 | 0 | 0 | 0 | 100% | Chan et al. [LBNL-5966E, August 2012; Eqn. 2 and Table 1] | CR10 | 1990s | 4500+ | 2 | 5.3438 | 5 | 0 | 0 | 0 | 0 | 0 | 0 | 0 | 1 | 0 | 0 | 0 | 0
CR10 | 1990s | 4500+ | 3+ | 0 | 0 | 0 | 0 | 0 | 0 | 1 | 0 | 0 | 0 | 0 | 0 | 100% | Chan et al. [LBNL-5966E, August 2012; Eqn. 2 and Table 1] | CR10 | 1990s | 4500+ | 3+ | 5.531 | 6 | 0 | 0 | 0 | 0 | 0 | 0 | 1 | 0 | 0 | 0 | 0 | 0
CR10 | 2000s | 0-1499 | 1 | 0 | 0 | 0 | 1 | 0 | 0 | 0 | 0 | 0 | 0 | 0 | 0 | 100% | Chan et al. [LBNL-5966E, August 2012; Eqn. 2 and Table 1] | CR10 | 2000s | 0-1499 | 1 | 10.5672 | 10 | 0 | 0 | 0 | 1 | 0 | 0 | 0 | 0 | 0 | 0 | 0 | 0
CR10 | 2000s | 0-1499 | 2 | 0 | 0 | 0 | 1 | 0 | 0 | 0 | 0 | 0 | 0 | 0 | 0 | 100% | Chan et al. [LBNL-5966E, August 2012; Eqn. 2 and Table 1] | CR10 | 2000s | 0-1499 | 2 | 10.0329 | 10 | 0 | 0 | 0 | 1 | 0 | 0 | 0 | 0 | 0 | 0 | 0 | 0
CR10 | 2000s | 0-1499 | 3+ | 0 | 0 | 0 | 1 | 0 | 0 | 0 | 0 | 0 | 0 | 0 | 0 | 100% | Chan et al. [LBNL-5966E, August 2012; Eqn. 2 and Table 1] | CR10 | 2000s | 0-1499 | 3+ | 10.3842 | 10 | 0 | 0 | 0 | 1 | 0 | 0 | 0 | 0 | 0 | 0 | 0 | 0
CR10 | 2000s | 1500-2499 | 1 | 0 | 0 | 0 | 0 | 1 | 0 | 0 | 0 | 0 | 0 | 0 | 0 | 100% | Chan et al. [LBNL-5966E, August 2012; Eqn. 2 and Table 1] | CR10 | 2000s | 1500-2499 | 1 | 8.7105 | 8 | 0 | 0 | 0 | 0 | 1 | 0 | 0 | 0 | 0 | 0 | 0 | 0
CR10 | 2000s | 1500-2499 | 2 | 0 | 0 | 0 | 0 | 1 | 0 | 0 | 0 | 0 | 0 | 0 | 0 | 100% | Chan et al. [LBNL-5966E, August 2012; Eqn. 2 and Table 1] | CR10 | 2000s | 1500-2499 | 2 | 8.27 | 8 | 0 | 0 | 0 | 0 | 1 | 0 | 0 | 0 | 0 | 0 | 0 | 0
CR10 | 2000s | 1500-2499 | 3+ | 0 | 0 | 0 | 0 | 1 | 0 | 0 | 0 | 0 | 0 | 0 | 0 | 100% | Chan et al. [LBNL-5966E, August 2012; Eqn. 2 and Table 1] | CR10 | 2000s | 1500-2499 | 3+ | 8.5596 | 8 | 0 | 0 | 0 | 0 | 1 | 0 | 0 | 0 | 0 | 0 | 0 | 0
CR10 | 2000s | 2500-3499 | 1 | 0 | 0 | 0 | 0 | 0 | 1 | 0 | 0 | 0 | 0 | 0 | 0 | 100% | Chan et al. [LBNL-5966E, August 2012; Eqn. 2 and Table 1] | CR10 | 2000s | 2500-3499 | 1 | 7.18 | 7 | 0 | 0 | 0 | 0 | 0 | 1 | 0 | 0 | 0 | 0 | 0 | 0
CR10 | 2000s | 2500-3499 | 2 | 0 | 0 | 0 | 0 | 0 | 1 | 0 | 0 | 0 | 0 | 0 | 0 | 100% | Chan et al. [LBNL-5966E, August 2012; Eqn. 2 and Table 1] | CR10 | 2000s | 2500-3499 | 2 | 6.8169 | 7 | 0 | 0 | 0 | 0 | 0 | 1 | 0 | 0 | 0 | 0 | 0 | 0
CR10 | 2000s | 2500-3499 | 3+ | 0 | 0 | 0 | 0 | 0 | 1 | 0 | 0 | 0 | 0 | 0 | 0 | 100% | Chan et al. [LBNL-5966E, August 2012; Eqn. 2 and Table 1] | CR10 | 2000s | 2500-3499 | 3+ | 7.0556 | 7 | 0 | 0 | 0 | 0 | 0 | 1 | 0 | 0 | 0 | 0 | 0 | 0
CR10 | 2000s | 3500-4499 | 1 | 0 | 0 | 0 | 0 | 0 | 0 | 1 | 0 | 0 | 0 | 0 | 0 | 100% | Chan et al. [LBNL-5966E, August 2012; Eqn. 2 and Table 1] | CR10 | 2000s | 3500-4499 | 1 | 5.9184 | 6 | 0 | 0 | 0 | 0 | 0 | 0 | 1 | 0 | 0 | 0 | 0 | 0
CR10 | 2000s | 3500-4499 | 2 | 0 | 0 | 0 | 0 | 0 | 0 | 1 | 0 | 0 | 0 | 0 | 0 | 100% | Chan et al. [LBNL-5966E, August 2012; Eqn. 2 and Table 1] | CR10 | 2000s | 3500-4499 | 2 | 5.6191 | 6 | 0 | 0 | 0 | 0 | 0 | 0 | 1 | 0 | 0 | 0 | 0 | 0
CR10 | 2000s | 3500-4499 | 3+ | 0 | 0 | 0 | 0 | 0 | 0 | 1 | 0 | 0 | 0 | 0 | 0 | 100% | Chan et al. [LBNL-5966E, August 2012; Eqn. 2 and Table 1] | CR10 | 2000s | 3500-4499 | 3+ | 5.8159 | 6 | 0 | 0 | 0 | 0 | 0 | 0 | 1 | 0 | 0 | 0 | 0 | 0
CR10 | 2000s | 4500+ | 1 | 0 | 0 | 0 | 0 | 0 | 0 | 0 | 1 | 0 | 0 | 0 | 0 | 100% | Chan et al. [LBNL-5966E, August 2012; Eqn. 2 and Table 1] | CR10 | 2000s | 4500+ | 1 | 4.8785 | 5 | 0 | 0 | 0 | 0 | 0 | 0 | 0 | 1 | 0 | 0 | 0 | 0
CR10 | 2000s | 4500+ | 2 | 0 | 0 | 0 | 0 | 0 | 0 | 0 | 1 | 0 | 0 | 0 | 0 | 100% | Chan et al. [LBNL-5966E, August 2012; Eqn. 2 and Table 1] | CR10 | 2000s | 4500+ | 2 | 4.6318 | 5 | 0 | 0 | 0 | 0 | 0 | 0 | 0 | 1 | 0 | 0 | 0 | 0
CR10 | 2000s | 4500+ | 3+ | 0 | 0 | 0 | 0 | 0 | 0 | 0 | 1 | 0 | 0 | 0 | 0 | 100% | Chan et al. [LBNL-5966E, August 2012; Eqn. 2 and Table 1] | CR10 | 2000s | 4500+ | 3+ | 4.794 | 5 | 0 | 0 | 0 | 0 | 0 | 0 | 0 | 1 | 0 | 0 | 0 | 0
CR11 | pre-1950 | 0-1499 | 1 | 0 | 1 | 0 | 0 | 0 | 0 | 0 | 0 | 0 | 0 | 0 | 0 | 100% | Chan et al. [LBNL-5966E, August 2012; Eqn. 2 and Table 1] | CR11 | < 1950s | 0-1499 | 1 | 19.0251 | 20 | 0 | 1 | 0 | 0 | 0 | 0 | 0 | 0 | 0 | 0 | 0 | 0
CR11 | pre-1950 | 0-1499 | 2 | 0 | 1 | 0 | 0 | 0 | 0 | 0 | 0 | 0 | 0 | 0 | 0 | 100% | Chan et al. [LBNL-5966E, August 2012; Eqn. 2 and Table 1] | CR11 | < 1950s | 0-1499 | 2 | 18.0631 | 20 | 0 | 1 | 0 | 0 | 0 | 0 | 0 | 0 | 0 | 0 | 0 | 0
CR11 | pre-1950 | 0-1499 | 3+ | 0 | 1 | 0 | 0 | 0 | 0 | 0 | 0 | 0 | 0 | 0 | 0 | 100% | Chan et al. [LBNL-5966E, August 2012; Eqn. 2 and Table 1] | CR11 | < 1950s | 0-1499 | 3+ | 18.6956 | 20 | 0 | 1 | 0 | 0 | 0 | 0 | 0 | 0 | 0 | 0 | 0 | 0
CR11 | pre-1950 | 1500-2499 | 1 | 0 | 0 | 1 | 0 | 0 | 0 | 0 | 0 | 0 | 0 | 0 | 0 | 100% | Chan et al. [LBNL-5966E, August 2012; Eqn. 2 and Table 1] | CR11 | < 1950s | 1500-2499 | 1 | 15.6822 | 15 | 0 | 0 | 1 | 0 | 0 | 0 | 0 | 0 | 0 | 0 | 0 | 0
CR11 | pre-1950 | 1500-2499 | 2 | 0 | 0 | 1 | 0 | 0 | 0 | 0 | 0 | 0 | 0 | 0 | 0 | 100% | Chan et al. [LBNL-5966E, August 2012; Eqn. 2 and Table 1] | CR11 | < 1950s | 1500-2499 | 2 | 14.8892 | 15 | 0 | 0 | 1 | 0 | 0 | 0 | 0 | 0 | 0 | 0 | 0 | 0
CR11 | pre-1950 | 1500-2499 | 3+ | 0 | 0 | 1 | 0 | 0 | 0 | 0 | 0 | 0 | 0 | 0 | 0 | 100% | Chan et al. [LBNL-5966E, August 2012; Eqn. 2 and Table 1] | CR11 | < 1950s | 1500-2499 | 3+ | 15.4106 | 15 | 0 | 0 | 1 | 0 | 0 | 0 | 0 | 0 | 0 | 0 | 0 | 0
CR11 | pre-1950 | 2500-3499 | 1 | 0 | 0 | 1 | 0 | 0 | 0 | 0 | 0 | 0 | 0 | 0 | 0 | 100% | Chan et al. [LBNL-5966E, August 2012; Eqn. 2 and Table 1] | CR11 | < 1950s | 2500-3499 | 1 | 12.9267 | 15 | 0 | 0 | 1 | 0 | 0 | 0 | 0 | 0 | 0 | 0 | 0 | 0
CR11 | pre-1950 | 2500-3499 | 2 | 0 | 0 | 0 | 1 | 0 | 0 | 0 | 0 | 0 | 0 | 0 | 0 | 100% | Chan et al. [LBNL-5966E, August 2012; Eqn. 2 and Table 1] | CR11 | < 1950s | 2500-3499 | 2 | 12.2731 | 10 | 0 | 0 | 0 | 1 | 0 | 0 | 0 | 0 | 0 | 0 | 0 | 0
CR11 | pre-1950 | 2500-3499 | 3+ | 0 | 0 | 1 | 0 | 0 | 0 | 0 | 0 | 0 | 0 | 0 | 0 | 100% | Chan et al. [LBNL-5966E, August 2012; Eqn. 2 and Table 1] | CR11 | < 1950s | 2500-3499 | 3+ | 12.7028 | 15 | 0 | 0 | 1 | 0 | 0 | 0 | 0 | 0 | 0 | 0 | 0 | 0
CR11 | pre-1950 | 3500-4499 | 1 | 0 | 0 | 0 | 1 | 0 | 0 | 0 | 0 | 0 | 0 | 0 | 0 | 100% | Chan et al. [LBNL-5966E, August 2012; Eqn. 2 and Table 1] | CR11 | < 1950s | 3500-4499 | 1 | 10.6553 | 10 | 0 | 0 | 0 | 1 | 0 | 0 | 0 | 0 | 0 | 0 | 0 | 0
CR11 | pre-1950 | 3500-4499 | 2 | 0 | 0 | 0 | 1 | 0 | 0 | 0 | 0 | 0 | 0 | 0 | 0 | 100% | Chan et al. [LBNL-5966E, August 2012; Eqn. 2 and Table 1] | CR11 | < 1950s | 3500-4499 | 2 | 10.1166 | 10 | 0 | 0 | 0 | 1 | 0 | 0 | 0 | 0 | 0 | 0 | 0 | 0
CR11 | pre-1950 | 3500-4499 | 3+ | 0 | 0 | 0 | 1 | 0 | 0 | 0 | 0 | 0 | 0 | 0 | 0 | 100% | Chan et al. [LBNL-5966E, August 2012; Eqn. 2 and Table 1] | CR11 | < 1950s | 3500-4499 | 3+ | 10.4708 | 10 | 0 | 0 | 0 | 1 | 0 | 0 | 0 | 0 | 0 | 0 | 0 | 0
CR11 | pre-1950 | 4500+ | 1 | 0 | 0 | 0 | 0 | 1 | 0 | 0 | 0 | 0 | 0 | 0 | 0 | 100% | Chan et al. [LBNL-5966E, August 2012; Eqn. 2 and Table 1] | CR11 | < 1950s | 4500+ | 1 | 8.7831 | 8 | 0 | 0 | 0 | 0 | 1 | 0 | 0 | 0 | 0 | 0 | 0 | 0
CR11 | pre-1950 | 4500+ | 2 | 0 | 0 | 0 | 0 | 1 | 0 | 0 | 0 | 0 | 0 | 0 | 0 | 100% | Chan et al. [LBNL-5966E, August 2012; Eqn. 2 and Table 1] | CR11 | < 1950s | 4500+ | 2 | 8.339 | 8 | 0 | 0 | 0 | 0 | 1 | 0 | 0 | 0 | 0 | 0 | 0 | 0
CR11 | pre-1950 | 4500+ | 3+ | 0 | 0 | 0 | 0 | 1 | 0 | 0 | 0 | 0 | 0 | 0 | 0 | 100% | Chan et al. [LBNL-5966E, August 2012; Eqn. 2 and Table 1] | CR11 | < 1950s | 4500+ | 3+ | 8.631 | 8 | 0 | 0 | 0 | 0 | 1 | 0 | 0 | 0 | 0 | 0 | 0 | 0
CR11 | 1950s | 0-1499 | 1 | 0 | 1 | 0 | 0 | 0 | 0 | 0 | 0 | 0 | 0 | 0 | 0 | 100% | Chan et al. [LBNL-5966E, August 2012; Eqn. 2 and Table 1] | CR11 | 1950s | 0-1499 | 1 | 19.0251 | 20 | 0 | 1 | 0 | 0 | 0 | 0 | 0 | 0 | 0 | 0 | 0 | 0
CR11 | 1950s | 0-1499 | 2 | 0 | 1 | 0 | 0 | 0 | 0 | 0 | 0 | 0 | 0 | 0 | 0 | 100% | Chan et al. [LBNL-5966E, August 2012; Eqn. 2 and Table 1] | CR11 | 1950s | 0-1499 | 2 | 18.0631 | 20 | 0 | 1 | 0 | 0 | 0 | 0 | 0 | 0 | 0 | 0 | 0 | 0
CR11 | 1950s | 0-1499 | 3+ | 0 | 1 | 0 | 0 | 0 | 0 | 0 | 0 | 0 | 0 | 0 | 0 | 100% | Chan et al. [LBNL-5966E, August 2012; Eqn. 2 and Table 1] | CR11 | 1950s | 0-1499 | 3+ | 18.6956 | 20 | 0 | 1 | 0 | 0 | 0 | 0 | 0 | 0 | 0 | 0 | 0 | 0
CR11 | 1950s | 1500-2499 | 1 | 0 | 0 | 1 | 0 | 0 | 0 | 0 | 0 | 0 | 0 | 0 | 0 | 100% | Chan et al. [LBNL-5966E, August 2012; Eqn. 2 and Table 1] | CR11 | 1950s | 1500-2499 | 1 | 15.6822 | 15 | 0 | 0 | 1 | 0 | 0 | 0 | 0 | 0 | 0 | 0 | 0 | 0
CR11 | 1950s | 1500-2499 | 2 | 0 | 0 | 1 | 0 | 0 | 0 | 0 | 0 | 0 | 0 | 0 | 0 | 100% | Chan et al. [LBNL-5966E, August 2012; Eqn. 2 and Table 1] | CR11 | 1950s | 1500-2499 | 2 | 14.8892 | 15 | 0 | 0 | 1 | 0 | 0 | 0 | 0 | 0 | 0 | 0 | 0 | 0
CR11 | 1950s | 1500-2499 | 3+ | 0 | 0 | 1 | 0 | 0 | 0 | 0 | 0 | 0 | 0 | 0 | 0 | 100% | Chan et al. [LBNL-5966E, August 2012; Eqn. 2 and Table 1] | CR11 | 1950s | 1500-2499 | 3+ | 15.4106 | 15 | 0 | 0 | 1 | 0 | 0 | 0 | 0 | 0 | 0 | 0 | 0 | 0
CR11 | 1950s | 2500-3499 | 1 | 0 | 0 | 1 | 0 | 0 | 0 | 0 | 0 | 0 | 0 | 0 | 0 | 100% | Chan et al. [LBNL-5966E, August 2012; Eqn. 2 and Table 1] | CR11 | 1950s | 2500-3499 | 1 | 12.9267 | 15 | 0 | 0 | 1 | 0 | 0 | 0 | 0 | 0 | 0 | 0 | 0 | 0
CR11 | 1950s | 2500-3499 | 2 | 0 | 0 | 0 | 1 | 0 | 0 | 0 | 0 | 0 | 0 | 0 | 0 | 100% | Chan et al. [LBNL-5966E, August 2012; Eqn. 2 and Table 1] | CR11 | 1950s | 2500-3499 | 2 | 12.2731 | 10 | 0 | 0 | 0 | 1 | 0 | 0 | 0 | 0 | 0 | 0 | 0 | 0
CR11 | 1950s | 2500-3499 | 3+ | 0 | 0 | 1 | 0 | 0 | 0 | 0 | 0 | 0 | 0 | 0 | 0 | 100% | Chan et al. [LBNL-5966E, August 2012; Eqn. 2 and Table 1] | CR11 | 1950s | 2500-3499 | 3+ | 12.7028 | 15 | 0 | 0 | 1 | 0 | 0 | 0 | 0 | 0 | 0 | 0 | 0 | 0
CR11 | 1950s | 3500-4499 | 1 | 0 | 0 | 0 | 1 | 0 | 0 | 0 | 0 | 0 | 0 | 0 | 0 | 100% | Chan et al. [LBNL-5966E, August 2012; Eqn. 2 and Table 1] | CR11 | 1950s | 3500-4499 | 1 | 10.6553 | 10 | 0 | 0 | 0 | 1 | 0 | 0 | 0 | 0 | 0 | 0 | 0 | 0
CR11 | 1950s | 3500-4499 | 2 | 0 | 0 | 0 | 1 | 0 | 0 | 0 | 0 | 0 | 0 | 0 | 0 | 100% | Chan et al. [LBNL-5966E, August 2012; Eqn. 2 and Table 1] | CR11 | 1950s | 3500-4499 | 2 | 10.1166 | 10 | 0 | 0 | 0 | 1 | 0 | 0 | 0 | 0 | 0 | 0 | 0 | 0
CR11 | 1950s | 3500-4499 | 3+ | 0 | 0 | 0 | 1 | 0 | 0 | 0 | 0 | 0 | 0 | 0 | 0 | 100% | Chan et al. [LBNL-5966E, August 2012; Eqn. 2 and Table 1] | CR11 | 1950s | 3500-4499 | 3+ | 10.4708 | 10 | 0 | 0 | 0 | 1 | 0 | 0 | 0 | 0 | 0 | 0 | 0 | 0
CR11 | 1950s | 4500+ | 1 | 0 | 0 | 0 | 0 | 1 | 0 | 0 | 0 | 0 | 0 | 0 | 0 | 100% | Chan et al. [LBNL-5966E, August 2012; Eqn. 2 and Table 1] | CR11 | 1950s | 4500+ | 1 | 8.7831 | 8 | 0 | 0 | 0 | 0 | 1 | 0 | 0 | 0 | 0 | 0 | 0 | 0
CR11 | 1950s | 4500+ | 2 | 0 | 0 | 0 | 0 | 1 | 0 | 0 | 0 | 0 | 0 | 0 | 0 | 100% | Chan et al. [LBNL-5966E, August 2012; Eqn. 2 and Table 1] | CR11 | 1950s | 4500+ | 2 | 8.339 | 8 | 0 | 0 | 0 | 0 | 1 | 0 | 0 | 0 | 0 | 0 | 0 | 0
CR11 | 1950s | 4500+ | 3+ | 0 | 0 | 0 | 0 | 1 | 0 | 0 | 0 | 0 | 0 | 0 | 0 | 100% | Chan et al. [LBNL-5966E, August 2012; Eqn. 2 and Table 1] | CR11 | 1950s | 4500+ | 3+ | 8.631 | 8 | 0 | 0 | 0 | 0 | 1 | 0 | 0 | 0 | 0 | 0 | 0 | 0
CR11 | 1960s | 1500-2499 | 1 | 0 | 0 | 1 | 0 | 0 | 0 | 0 | 0 | 0 | 0 | 0 | 0 | 100% | Chan et al. [LBNL-5966E, August 2012; Eqn. 2 and Table 1] | CR11 | 1960s | 0-499 | 1 | 17.4506 | 15 | 0 | 0 | 1 | 0 | 0 | 0 | 0 | 0 | 0 | 0 | 0 | 0
CR11 | 1960s | 0-1499 | 2 | 0 | 0 | 1 | 0 | 0 | 0 | 0 | 0 | 0 | 0 | 0 | 0 | 100% | Chan et al. [LBNL-5966E, August 2012; Eqn. 2 and Table 1] | CR11 | 1960s | 0-1499 | 2 | 15.0424 | 15 | 0 | 0 | 1 | 0 | 0 | 0 | 0 | 0 | 0 | 0 | 0 | 0
CR11 | 1960s | 0-1499 | 3+ | 0 | 0 | 1 | 0 | 0 | 0 | 0 | 0 | 0 | 0 | 0 | 0 | 100% | Chan et al. [LBNL-5966E, August 2012; Eqn. 2 and Table 1] | CR11 | 1960s | 0-1499 | 3+ | 15.5691 | 15 | 0 | 0 | 1 | 0 | 0 | 0 | 0 | 0 | 0 | 0 | 0 | 0
CR11 | 1960s | 1500-2499 | 2 | 0 | 0 | 1 | 0 | 0 | 0 | 0 | 0 | 0 | 0 | 0 | 0 | 100% | Chan et al. [LBNL-5966E, August 2012; Eqn. 2 and Table 1] | CR11 | 1960s | 1500-2499 | 1 | 13.0596 | 15 | 0 | 0 | 1 | 0 | 0 | 0 | 0 | 0 | 0 | 0 | 0 | 0
CR11 | 1960s | 1500-2499 | 3+ | 0 | 0 | 0 | 1 | 0 | 0 | 0 | 0 | 0 | 0 | 0 | 0 | 100% | Chan et al. [LBNL-5966E, August 2012; Eqn. 2 and Table 1] | CR11 | 1960s | 1500-2499 | 2 | 12.3993 | 10 | 0 | 0 | 0 | 1 | 0 | 0 | 0 | 0 | 0 | 0 | 0 | 0
CR11 | 1960s | 2500-3499 | 1 | 0 | 0 | 1 | 0 | 0 | 0 | 0 | 0 | 0 | 0 | 0 | 0 | 100% | Chan et al. [LBNL-5966E, August 2012; Eqn. 2 and Table 1] | CR11 | 1960s | 1500-2499 | 3+ | 12.8335 | 15 | 0 | 0 | 1 | 0 | 0 | 0 | 0 | 0 | 0 | 0 | 0 | 0
CR11 | 1960s | 2500-3499 | 2 | 0 | 0 | 0 | 1 | 0 | 0 | 0 | 0 | 0 | 0 | 0 | 0 | 100% | Chan et al. [LBNL-5966E, August 2012; Eqn. 2 and Table 1] | CR11 | 1960s | 2500-3499 | 1 | 10.7649 | 10 | 0 | 0 | 0 | 1 | 0 | 0 | 0 | 0 | 0 | 0 | 0 | 0
CR11 | 1960s | 2500-3499 | 3+ | 0 | 0 | 0 | 1 | 0 | 0 | 0 | 0 | 0 | 0 | 0 | 0 | 100% | Chan et al. [LBNL-5966E, August 2012; Eqn. 2 and Table 1] | CR11 | 1960s | 2500-3499 | 2 | 10.2206 | 10 | 0 | 0 | 0 | 1 | 0 | 0 | 0 | 0 | 0 | 0 | 0 | 0
CR11 | 1960s | 3500-4499 | 1 | 0 | 0 | 0 | 1 | 0 | 0 | 0 | 0 | 0 | 0 | 0 | 0 | 100% | Chan et al. [LBNL-5966E, August 2012; Eqn. 2 and Table 1] | CR11 | 1960s | 2500-3499 | 3+ | 10.5785 | 10 | 0 | 0 | 0 | 1 | 0 | 0 | 0 | 0 | 0 | 0 | 0 | 0
CR11 | 1960s | 3500-4499 | 2 | 0 | 0 | 0 | 0 | 1 | 0 | 0 | 0 | 0 | 0 | 0 | 0 | 100% | Chan et al. [LBNL-5966E, August 2012; Eqn. 2 and Table 1] | CR11 | 1960s | 3500-4499 | 1 | 8.8734 | 8 | 0 | 0 | 0 | 0 | 1 | 0 | 0 | 0 | 0 | 0 | 0 | 0
CR11 | 1960s | 3500-4499 | 3+ | 0 | 0 | 0 | 0 | 1 | 0 | 0 | 0 | 0 | 0 | 0 | 0 | 100% | Chan et al. [LBNL-5966E, August 2012; Eqn. 2 and Table 1] | CR11 | 1960s | 3500-4499 | 2 | 8.4248 | 8 | 0 | 0 | 0 | 0 | 1 | 0 | 0 | 0 | 0 | 0 | 0 | 0
CR11 | 1960s | 4500+ | 1 | 0 | 0 | 0 | 0 | 1 | 0 | 0 | 0 | 0 | 0 | 0 | 0 | 100% | Chan et al. [LBNL-5966E, August 2012; Eqn. 2 and Table 1] | CR11 | 1960s | 3500-4499 | 3+ | 8.7198 | 8 | 0 | 0 | 0 | 0 | 1 | 0 | 0 | 0 | 0 | 0 | 0 | 0
CR11 | 1960s | 4500+ | 2 | 0 | 0 | 0 | 0 | 0 | 1 | 0 | 0 | 0 | 0 | 0 | 0 | 100% | Chan et al. [LBNL-5966E, August 2012; Eqn. 2 and Table 1] | CR11 | 1960s | 4500+ | 1 | 7.3143 | 7 | 0 | 0 | 0 | 0 | 0 | 1 | 0 | 0 | 0 | 0 | 0 | 0
CR11 | 1960s | 4500+ | 3+ | 0 | 0 | 0 | 0 | 0 | 1 | 0 | 0 | 0 | 0 | 0 | 0 | 100% | Chan et al. [LBNL-5966E, August 2012; Eqn. 2 and Table 1] | CR11 | 1960s | 4500+ | 2 | 6.9445 | 7 | 0 | 0 | 0 | 0 | 0 | 1 | 0 | 0 | 0 | 0 | 0 | 0
CR11 | 1960s | 0-1499 | 1 | 0 | 0 | 0 | 0 | 0 | 1 | 0 | 0 | 0 | 0 | 0 | 0 | 100% | Chan et al. [LBNL-5966E, August 2012; Eqn. 2 and Table 1] | CR11 | 1960s | 4500+ | 3+ | 7.1876 | 7 | 0 | 0 | 0 | 0 | 0 | 1 | 0 | 0 | 0 | 0 | 0 | 0
CR11 | 1970s | 0-1499 | 1 | 0 | 0 | 1 | 0 | 0 | 0 | 0 | 0 | 0 | 0 | 0 | 0 | 100% | Chan et al. [LBNL-5966E, August 2012; Eqn. 2 and Table 1] | CR11 | 1970s | 0-1499 | 1 | 15.5453 | 15 | 0 | 0 | 1 | 0 | 0 | 0 | 0 | 0 | 0 | 0 | 0 | 0
CR11 | 1970s | 0-1499 | 2 | 0 | 0 | 1 | 0 | 0 | 0 | 0 | 0 | 0 | 0 | 0 | 0 | 100% | Chan et al. [LBNL-5966E, August 2012; Eqn. 2 and Table 1] | CR11 | 1970s | 0-1499 | 2 | 14.7593 | 15 | 0 | 0 | 1 | 0 | 0 | 0 | 0 | 0 | 0 | 0 | 0 | 0
CR11 | 1970s | 0-1499 | 3+ | 0 | 0 | 1 | 0 | 0 | 0 | 0 | 0 | 0 | 0 | 0 | 0 | 100% | Chan et al. [LBNL-5966E, August 2012; Eqn. 2 and Table 1] | CR11 | 1970s | 0-1499 | 3+ | 15.2761 | 15 | 0 | 0 | 1 | 0 | 0 | 0 | 0 | 0 | 0 | 0 | 0 | 0
CR11 | 1970s | 1500-2499 | 1 | 0 | 0 | 1 | 0 | 0 | 0 | 0 | 0 | 0 | 0 | 0 | 0 | 100% | Chan et al. [LBNL-5966E, August 2012; Eqn. 2 and Table 1] | CR11 | 1970s | 1500-2499 | 1 | 12.8138 | 15 | 0 | 0 | 1 | 0 | 0 | 0 | 0 | 0 | 0 | 0 | 0 | 0
CR11 | 1970s | 1500-2499 | 2 | 0 | 0 | 0 | 1 | 0 | 0 | 0 | 0 | 0 | 0 | 0 | 0 | 100% | Chan et al. [LBNL-5966E, August 2012; Eqn. 2 and Table 1] | CR11 | 1970s | 1500-2499 | 2 | 12.1659 | 10 | 0 | 0 | 0 | 1 | 0 | 0 | 0 | 0 | 0 | 0 | 0 | 0
CR11 | 1970s | 1500-2499 | 3+ | 0 | 0 | 1 | 0 | 0 | 0 | 0 | 0 | 0 | 0 | 0 | 0 | 100% | Chan et al. [LBNL-5966E, August 2012; Eqn. 2 and Table 1] | CR11 | 1970s | 1500-2499 | 3+ | 12.5919 | 15 | 0 | 0 | 1 | 0 | 0 | 0 | 0 | 0 | 0 | 0 | 0 | 0
CR11 | 1970s | 2500-3499 | 1 | 0 | 0 | 0 | 1 | 0 | 0 | 0 | 0 | 0 | 0 | 0 | 0 | 100% | Chan et al. [LBNL-5966E, August 2012; Eqn. 2 and Table 1] | CR11 | 1970s | 2500-3499 | 1 | 10.5623 | 10 | 0 | 0 | 0 | 1 | 0 | 0 | 0 | 0 | 0 | 0 | 0 | 0
CR11 | 1970s | 2500-3499 | 2 | 0 | 0 | 0 | 1 | 0 | 0 | 0 | 0 | 0 | 0 | 0 | 0 | 100% | Chan et al. [LBNL-5966E, August 2012; Eqn. 2 and Table 1] | CR11 | 1970s | 2500-3499 | 2 | 10.0283 | 10 | 0 | 0 | 0 | 1 | 0 | 0 | 0 | 0 | 0 | 0 | 0 | 0
CR11 | 1970s | 2500-3499 | 3+ | 0 | 0 | 0 | 1 | 0 | 0 | 0 | 0 | 0 | 0 | 0 | 0 | 100% | Chan et al. [LBNL-5966E, August 2012; Eqn. 2 and Table 1] | CR11 | 1970s | 2500-3499 | 3+ | 10.3794 | 10 | 0 | 0 | 0 | 1 | 0 | 0 | 0 | 0 | 0 | 0 | 0 | 0
CR11 | 1970s | 3500-4499 | 1 | 0 | 0 | 0 | 0 | 1 | 0 | 0 | 0 | 0 | 0 | 0 | 0 | 100% | Chan et al. [LBNL-5966E, August 2012; Eqn. 2 and Table 1] | CR11 | 1970s | 3500-4499 | 1 | 8.7064 | 8 | 0 | 0 | 0 | 0 | 1 | 0 | 0 | 0 | 0 | 0 | 0 | 0
CR11 | 1970s | 3500-4499 | 2 | 0 | 0 | 0 | 0 | 1 | 0 | 0 | 0 | 0 | 0 | 0 | 0 | 100% | Chan et al. [LBNL-5966E, August 2012; Eqn. 2 and Table 1] | CR11 | 1970s | 3500-4499 | 2 | 8.2662 | 8 | 0 | 0 | 0 | 0 | 1 | 0 | 0 | 0 | 0 | 0 | 0 | 0
CR11 | 1970s | 3500-4499 | 3+ | 0 | 0 | 0 | 0 | 1 | 0 | 0 | 0 | 0 | 0 | 0 | 0 | 100% | Chan et al. [LBNL-5966E, August 2012; Eqn. 2 and Table 1] | CR11 | 1970s | 3500-4499 | 3+ | 8.5557 | 8 | 0 | 0 | 0 | 0 | 1 | 0 | 0 | 0 | 0 | 0 | 0 | 0
CR11 | 1970s | 4500+ | 1 | 0 | 0 | 0 | 0 | 0 | 1 | 0 | 0 | 0 | 0 | 0 | 0 | 100% | Chan et al. [LBNL-5966E, August 2012; Eqn. 2 and Table 1] | CR11 | 1970s | 4500+ | 1 | 7.1766 | 7 | 0 | 0 | 0 | 0 | 0 | 1 | 0 | 0 | 0 | 0 | 0 | 0
CR11 | 1970s | 4500+ | 2 | 0 | 0 | 0 | 0 | 0 | 1 | 0 | 0 | 0 | 0 | 0 | 0 | 100% | Chan et al. [LBNL-5966E, August 2012; Eqn. 2 and Table 1] | CR11 | 1970s | 4500+ | 2 | 6.8138 | 7 | 0 | 0 | 0 | 0 | 0 | 1 | 0 | 0 | 0 | 0 | 0 | 0
CR11 | 1970s | 4500+ | 3+ | 0 | 0 | 0 | 0 | 0 | 1 | 0 | 0 | 0 | 0 | 0 | 0 | 100% | Chan et al. [LBNL-5966E, August 2012; Eqn. 2 and Table 1] | CR11 | 1970s | 4500+ | 3+ | 7.0524 | 7 | 0 | 0 | 0 | 0 | 0 | 1 | 0 | 0 | 0 | 0 | 0 | 0
CR11 | 1980s | 0-1499 | 1 | 0 | 0 | 1 | 0 | 0 | 0 | 0 | 0 | 0 | 0 | 0 | 0 | 100% | Chan et al. [LBNL-5966E, August 2012; Eqn. 2 and Table 1] | CR11 | 1980s | 0-1499 | 1 | 12.702 | 15 | 0 | 0 | 1 | 0 | 0 | 0 | 0 | 0 | 0 | 0 | 0 | 0
CR11 | 1980s | 0-1499 | 2 | 0 | 0 | 0 | 1 | 0 | 0 | 0 | 0 | 0 | 0 | 0 | 0 | 100% | Chan et al. [LBNL-5966E, August 2012; Eqn. 2 and Table 1] | CR11 | 1980s | 0-1499 | 2 | 12.0597 | 10 | 0 | 0 | 0 | 1 | 0 | 0 | 0 | 0 | 0 | 0 | 0 | 0
CR11 | 1980s | 0-1499 | 3+ | 0 | 0 | 0 | 1 | 0 | 0 | 0 | 0 | 0 | 0 | 0 | 0 | 100% | Chan et al. [LBNL-5966E, August 2012; Eqn. 2 and Table 1] | CR11 | 1980s | 0-1499 | 3+ | 12.482 | 10 | 0 | 0 | 0 | 1 | 0 | 0 | 0 | 0 | 0 | 0 | 0 | 0
CR11 | 1980s | 1500-2499 | 1 | 0 | 0 | 0 | 1 | 0 | 0 | 0 | 0 | 0 | 0 | 0 | 0 | 100% | Chan et al. [LBNL-5966E, August 2012; Eqn. 2 and Table 1] | CR11 | 1980s | 1500-2499 | 1 | 10.4701 | 10 | 0 | 0 | 0 | 1 | 0 | 0 | 0 | 0 | 0 | 0 | 0 | 0
CR11 | 1980s | 1500-2499 | 2 | 0 | 0 | 0 | 1 | 0 | 0 | 0 | 0 | 0 | 0 | 0 | 0 | 100% | Chan et al. [LBNL-5966E, August 2012; Eqn. 2 and Table 1] | CR11 | 1980s | 1500-2499 | 2 | 9.9407 | 10 | 0 | 0 | 0 | 1 | 0 | 0 | 0 | 0 | 0 | 0 | 0 | 0
CR11 | 1980s | 1500-2499 | 3+ | 0 | 0 | 0 | 1 | 0 | 0 | 0 | 0 | 0 | 0 | 0 | 0 | 100% | Chan et al. [LBNL-5966E, August 2012; Eqn. 2 and Table 1] | CR11 | 1980s | 1500-2499 | 3+ | 10.2888 | 10 | 0 | 0 | 0 | 1 | 0 | 0 | 0 | 0 | 0 | 0 | 0 | 0
CR11 | 1980s | 2500-3499 | 1 | 0 | 0 | 0 | 0 | 1 | 0 | 0 | 0 | 0 | 0 | 0 | 0 | 100% | Chan et al. [LBNL-5966E, August 2012; Eqn. 2 and Table 1] | CR11 | 1980s | 2500-3499 | 1 | 8.6304 | 8 | 0 | 0 | 0 | 0 | 1 | 0 | 0 | 0 | 0 | 0 | 0 | 0
CR11 | 1980s | 2500-3499 | 2 | 0 | 0 | 0 | 0 | 1 | 0 | 0 | 0 | 0 | 0 | 0 | 0 | 100% | Chan et al. [LBNL-5966E, August 2012; Eqn. 2 and Table 1] | CR11 | 1980s | 2500-3499 | 2 | 8.194 | 8 | 0 | 0 | 0 | 0 | 1 | 0 | 0 | 0 | 0 | 0 | 0 | 0
CR11 | 1980s | 2500-3499 | 3+ | 0 | 0 | 0 | 0 | 1 | 0 | 0 | 0 | 0 | 0 | 0 | 0 | 100% | Chan et al. [LBNL-5966E, August 2012; Eqn. 2 and Table 1] | CR11 | 1980s | 2500-3499 | 3+ | 8.481 | 8 | 0 | 0 | 0 | 0 | 1 | 0 | 0 | 0 | 0 | 0 | 0 | 0
CR11 | 1980s | 3500-4499 | 1 | 0 | 0 | 0 | 0 | 0 | 1 | 0 | 0 | 0 | 0 | 0 | 0 | 100% | Chan et al. [LBNL-5966E, August 2012; Eqn. 2 and Table 1] | CR11 | 1980s | 3500-4499 | 1 | 7.114 | 7 | 0 | 0 | 0 | 0 | 0 | 1 | 0 | 0 | 0 | 0 | 0 | 0
CR11 | 1980s | 3500-4499 | 2 | 0 | 0 | 0 | 0 | 0 | 1 | 0 | 0 | 0 | 0 | 0 | 0 | 100% | Chan et al. [LBNL-5966E, August 2012; Eqn. 2 and Table 1] | CR11 | 1980s | 3500-4499 | 2 | 6.7543 | 7 | 0 | 0 | 0 | 0 | 0 | 1 | 0 | 0 | 0 | 0 | 0 | 0
CR11 | 1980s | 3500-4499 | 3+ | 0 | 0 | 0 | 0 | 0 | 1 | 0 | 0 | 0 | 0 | 0 | 0 | 100% | Chan et al. [LBNL-5966E, August 2012; Eqn. 2 and Table 1] | CR11 | 1980s | 3500-4499 | 3+ | 6.9908 | 7 | 0 | 0 | 0 | 0 | 0 | 1 | 0 | 0 | 0 | 0 | 0 | 0
CR11 | 1980s | 4500+ | 1 | 0 | 0 | 0 | 0 | 0 | 0 | 1 | 0 | 0 | 0 | 0 | 0 | 100% | Chan et al. [LBNL-5966E, August 2012; Eqn. 2 and Table 1] | CR11 | 1980s | 4500+ | 1 | 5.864 | 6 | 0 | 0 | 0 | 0 | 0 | 0 | 1 | 0 | 0 | 0 | 0 | 0
CR11 | 1980s | 4500+ | 2 | 0 | 0 | 0 | 0 | 0 | 0 | 1 | 0 | 0 | 0 | 0 | 0 | 100% | Chan et al. [LBNL-5966E, August 2012; Eqn. 2 and Table 1] | CR11 | 1980s | 4500+ | 2 | 5.5675 | 6 | 0 | 0 | 0 | 0 | 0 | 0 | 1 | 0 | 0 | 0 | 0 | 0
CR11 | 1980s | 4500+ | 3+ | 0 | 0 | 0 | 0 | 0 | 0 | 1 | 0 | 0 | 0 | 0 | 0 | 100% | Chan et al. [LBNL-5966E, August 2012; Eqn. 2 and Table 1] | CR11 | 1980s | 4500+ | 3+ | 5.7624 | 6 | 0 | 0 | 0 | 0 | 0 | 0 | 1 | 0 | 0 | 0 | 0 | 0
CR11 | 1990s | 0-1499 | 1 | 0 | 0 | 0 | 1 | 0 | 0 | 0 | 0 | 0 | 0 | 0 | 0 | 100% | Chan et al. [LBNL-5966E, August 2012; Eqn. 2 and Table 1] | CR11 | 1990s | 0-1499 | 1 | 9.7841 | 10 | 0 | 0 | 0 | 1 | 0 | 0 | 0 | 0 | 0 | 0 | 0 | 0
CR11 | 1990s | 0-1499 | 2 | 0 | 0 | 0 | 1 | 0 | 0 | 0 | 0 | 0 | 0 | 0 | 0 | 100% | Chan et al. [LBNL-5966E, August 2012; Eqn. 2 and Table 1] | CR11 | 1990s | 0-1499 | 2 | 9.2894 | 10 | 0 | 0 | 0 | 1 | 0 | 0 | 0 | 0 | 0 | 0 | 0 | 0
CR11 | 1990s | 0-1499 | 3+ | 0 | 0 | 0 | 1 | 0 | 0 | 0 | 0 | 0 | 0 | 0 | 0 | 100% | Chan et al. [LBNL-5966E, August 2012; Eqn. 2 and Table 1] | CR11 | 1990s | 0-1499 | 3+ | 9.6147 | 10 | 0 | 0 | 0 | 1 | 0 | 0 | 0 | 0 | 0 | 0 | 0 | 0
CR11 | 1990s | 1500-2499 | 1 | 0 | 0 | 0 | 0 | 1 | 0 | 0 | 0 | 0 | 0 | 0 | 0 | 100% | Chan et al. [LBNL-5966E, August 2012; Eqn. 2 and Table 1] | CR11 | 1990s | 1500-2499 | 1 | 8.0649 | 8 | 0 | 0 | 0 | 0 | 1 | 0 | 0 | 0 | 0 | 0 | 0 | 0
CR11 | 1990s | 1500-2499 | 2 | 0 | 0 | 0 | 0 | 1 | 0 | 0 | 0 | 0 | 0 | 0 | 0 | 100% | Chan et al. [LBNL-5966E, August 2012; Eqn. 2 and Table 1] | CR11 | 1990s | 1500-2499 | 2 | 7.6571 | 8 | 0 | 0 | 0 | 0 | 1 | 0 | 0 | 0 | 0 | 0 | 0 | 0
CR11 | 1990s | 1500-2499 | 3+ | 0 | 0 | 0 | 0 | 1 | 0 | 0 | 0 | 0 | 0 | 0 | 0 | 100% | Chan et al. [LBNL-5966E, August 2012; Eqn. 2 and Table 1] | CR11 | 1990s | 1500-2499 | 3+ | 7.9253 | 8 | 0 | 0 | 0 | 0 | 1 | 0 | 0 | 0 | 0 | 0 | 0 | 0
CR11 | 1990s | 2500-3499 | 1 | 0 | 0 | 0 | 0 | 0 | 1 | 0 | 0 | 0 | 0 | 0 | 0 | 100% | Chan et al. [LBNL-5966E, August 2012; Eqn. 2 and Table 1] | CR11 | 1990s | 2500-3499 | 1 | 6.6478 | 7 | 0 | 0 | 0 | 0 | 0 | 1 | 0 | 0 | 0 | 0 | 0 | 0
CR11 | 1990s | 2500-3499 | 2 | 0 | 0 | 0 | 0 | 0 | 0 | 1 | 0 | 0 | 0 | 0 | 0 | 100% | Chan et al. [LBNL-5966E, August 2012; Eqn. 2 and Table 1] | CR11 | 1990s | 2500-3499 | 2 | 6.3117 | 6 | 0 | 0 | 0 | 0 | 0 | 0 | 1 | 0 | 0 | 0 | 0 | 0
CR11 | 1990s | 2500-3499 | 3+ | 0 | 0 | 0 | 0 | 0 | 1 | 0 | 0 | 0 | 0 | 0 | 0 | 100% | Chan et al. [LBNL-5966E, August 2012; Eqn. 2 and Table 1] | CR11 | 1990s | 2500-3499 | 3+ | 6.5327 | 7 | 0 | 0 | 0 | 0 | 0 | 1 | 0 | 0 | 0 | 0 | 0 | 0
CR11 | 1990s | 3500-4499 | 1 | 0 | 0 | 0 | 0 | 0 | 0 | 0 | 1 | 0 | 0 | 0 | 0 | 100% | Chan et al. [LBNL-5966E, August 2012; Eqn. 2 and Table 1] | CR11 | 1990s | 3500-4499 | 1 | 5.4798 | 5 | 0 | 0 | 0 | 0 | 0 | 0 | 0 | 1 | 0 | 0 | 0 | 0
CR11 | 1990s | 3500-4499 | 2 | 0 | 0 | 0 | 0 | 0 | 0 | 0 | 1 | 0 | 0 | 0 | 0 | 100% | Chan et al. [LBNL-5966E, August 2012; Eqn. 2 and Table 1] | CR11 | 1990s | 3500-4499 | 2 | 5.2027 | 5 | 0 | 0 | 0 | 0 | 0 | 0 | 0 | 1 | 0 | 0 | 0 | 0
CR11 | 1990s | 3500-4499 | 3+ | 0 | 0 | 0 | 0 | 0 | 0 | 0 | 1 | 0 | 0 | 0 | 0 | 100% | Chan et al. [LBNL-5966E, August 2012; Eqn. 2 and Table 1] | CR11 | 1990s | 3500-4499 | 3+ | 5.3849 | 5 | 0 | 0 | 0 | 0 | 0 | 0 | 0 | 1 | 0 | 0 | 0 | 0
CR11 | 1990s | 4500+ | 1 | 0 | 0 | 0 | 0 | 0 | 0 | 0 | 1 | 0 | 0 | 0 | 0 | 100% | Chan et al. [LBNL-5966E, August 2012; Eqn. 2 and Table 1] | CR11 | 1990s | 4500+ | 1 | 4.5169 | 5 | 0 | 0 | 0 | 0 | 0 | 0 | 0 | 1 | 0 | 0 | 0 | 0
CR11 | 1990s | 4500+ | 2 | 0 | 0 | 0 | 0 | 0 | 0 | 0 | 0 | 1 | 0 | 0 | 0 | 100% | Chan et al. [LBNL-5966E, August 2012; Eqn. 2 and Table 1] | CR11 | 1990s | 4500+ | 2 | 4.2885 | 4 | 0 | 0 | 0 | 0 | 0 | 0 | 0 | 0 | 1 | 0 | 0 | 0
CR11 | 1990s | 4500+ | 3+ | 0 | 0 | 0 | 0 | 0 | 0 | 0 | 0 | 1 | 0 | 0 | 0 | 100% | Chan et al. [LBNL-5966E, August 2012; Eqn. 2 and Table 1] | CR11 | 1990s | 4500+ | 3+ | 4.4387 | 4 | 0 | 0 | 0 | 0 | 0 | 0 | 0 | 0 | 1 | 0 | 0 | 0
CR11 | 2000s | 0-1499 | 1 | 0 | 0 | 0 | 0 | 1 | 0 | 0 | 0 | 0 | 0 | 0 | 0 | 100% | Chan et al. [LBNL-5966E, August 2012; Eqn. 2 and Table 1] | CR11 | 2000s | 0-1499 | 1 | 8.4804 | 8 | 0 | 0 | 0 | 0 | 1 | 0 | 0 | 0 | 0 | 0 | 0 | 0
CR11 | 2000s | 0-1499 | 2 | 0 | 0 | 0 | 0 | 1 | 0 | 0 | 0 | 0 | 0 | 0 | 0 | 100% | Chan et al. [LBNL-5966E, August 2012; Eqn. 2 and Table 1] | CR11 | 2000s | 0-1499 | 2 | 8.0516 | 8 | 0 | 0 | 0 | 0 | 1 | 0 | 0 | 0 | 0 | 0 | 0 | 0
CR11 | 2000s | 0-1499 | 3+ | 0 | 0 | 0 | 0 | 1 | 0 | 0 | 0 | 0 | 0 | 0 | 0 | 100% | Chan et al. [LBNL-5966E, August 2012; Eqn. 2 and Table 1] | CR11 | 2000s | 0-1499 | 3+ | 8.3335 | 8 | 0 | 0 | 0 | 0 | 1 | 0 | 0 | 0 | 0 | 0 | 0 | 0
CR11 | 2000s | 1500-2499 | 1 | 0 | 0 | 0 | 0 | 0 | 1 | 0 | 0 | 0 | 0 | 0 | 0 | 100% | Chan et al. [LBNL-5966E, August 2012; Eqn. 2 and Table 1] | CR11 | 2000s | 1500-2499 | 1 | 6.9903 | 7 | 0 | 0 | 0 | 0 | 0 | 1 | 0 | 0 | 0 | 0 | 0 | 0
CR11 | 2000s | 1500-2499 | 2 | 0 | 0 | 0 | 0 | 0 | 1 | 0 | 0 | 0 | 0 | 0 | 0 | 100% | Chan et al. [LBNL-5966E, August 2012; Eqn. 2 and Table 1] | CR11 | 2000s | 1500-2499 | 2 | 6.6369 | 7 | 0 | 0 | 0 | 0 | 0 | 1 | 0 | 0 | 0 | 0 | 0 | 0
CR11 | 2000s | 1500-2499 | 3+ | 0 | 0 | 0 | 0 | 0 | 1 | 0 | 0 | 0 | 0 | 0 | 0 | 100% | Chan et al. [LBNL-5966E, August 2012; Eqn. 2 and Table 1] | CR11 | 2000s | 1500-2499 | 3+ | 6.8693 | 7 | 0 | 0 | 0 | 0 | 0 | 1 | 0 | 0 | 0 | 0 | 0 | 0
CR11 | 2000s | 2500-3499 | 1 | 0 | 0 | 0 | 0 | 0 | 0 | 1 | 0 | 0 | 0 | 0 | 0 | 100% | Chan et al. [LBNL-5966E, August 2012; Eqn. 2 and Table 1] | CR11 | 2000s | 2500-3499 | 1 | 5.7621 | 6 | 0 | 0 | 0 | 0 | 0 | 0 | 1 | 0 | 0 | 0 | 0 | 0
CR11 | 2000s | 2500-3499 | 2 | 0 | 0 | 0 | 0 | 0 | 0 | 0 | 1 | 0 | 0 | 0 | 0 | 100% | Chan et al. [LBNL-5966E, August 2012; Eqn. 2 and Table 1] | CR11 | 2000s | 2500-3499 | 2 | 5.4707 | 5 | 0 | 0 | 0 | 0 | 0 | 0 | 0 | 1 | 0 | 0 | 0 | 0
CR11 | 2000s | 2500-3499 | 3+ | 0 | 0 | 0 | 0 | 0 | 0 | 1 | 0 | 0 | 0 | 0 | 0 | 100% | Chan et al. [LBNL-5966E, August 2012; Eqn. 2 and Table 1] | CR11 | 2000s | 2500-3499 | 3+ | 5.6623 | 6 | 0 | 0 | 0 | 0 | 0 | 0 | 1 | 0 | 0 | 0 | 0 | 0
CR11 | 2000s | 3500-4499 | 1 | 0 | 0 | 0 | 0 | 0 | 0 | 0 | 1 | 0 | 0 | 0 | 0 | 100% | Chan et al. [LBNL-5966E, August 2012; Eqn. 2 and Table 1] | CR11 | 2000s | 3500-4499 | 1 | 4.7496 | 5 | 0 | 0 | 0 | 0 | 0 | 0 | 0 | 1 | 0 | 0 | 0 | 0
CR11 | 2000s | 3500-4499 | 2 | 0 | 0 | 0 | 0 | 0 | 0 | 0 | 1 | 0 | 0 | 0 | 0 | 100% | Chan et al. [LBNL-5966E, August 2012; Eqn. 2 and Table 1] | CR11 | 2000s | 3500-4499 | 2 | 4.5094 | 5 | 0 | 0 | 0 | 0 | 0 | 0 | 0 | 1 | 0 | 0 | 0 | 0
CR11 | 2000s | 3500-4499 | 3+ | 0 | 0 | 0 | 0 | 0 | 0 | 0 | 1 | 0 | 0 | 0 | 0 | 100% | Chan et al. [LBNL-5966E, August 2012; Eqn. 2 and Table 1] | CR11 | 2000s | 3500-4499 | 3+ | 4.6674 | 5 | 0 | 0 | 0 | 0 | 0 | 0 | 0 | 1 | 0 | 0 | 0 | 0
CR11 | 2000s | 4500+ | 1 | 0 | 0 | 0 | 0 | 0 | 0 | 0 | 0 | 1 | 0 | 0 | 0 | 100% | Chan et al. [LBNL-5966E, August 2012; Eqn. 2 and Table 1] | CR11 | 2000s | 4500+ | 1 | 3.9151 | 4 | 0 | 0 | 0 | 0 | 0 | 0 | 0 | 0 | 1 | 0 | 0 | 0
CR11 | 2000s | 4500+ | 2 | 0 | 0 | 0 | 0 | 0 | 0 | 0 | 0 | 1 | 0 | 0 | 0 | 100% | Chan et al. [LBNL-5966E, August 2012; Eqn. 2 and Table 1] | CR11 | 2000s | 4500+ | 2 | 3.7171 | 4 | 0 | 0 | 0 | 0 | 0 | 0 | 0 | 0 | 1 | 0 | 0 | 0
CR11 | 2000s | 4500+ | 3+ | 0 | 0 | 0 | 0 | 0 | 0 | 0 | 0 | 1 | 0 | 0 | 0 | 100% | Chan et al. [LBNL-5966E, August 2012; Eqn. 2 and Table 1] | CR11 | 2000s | 4500+ | 3+ | 3.8473 | 4 | 0 | 0 | 0 | 0 | 0 | 0 | 0 | 0 | 1 | 0 | 0 | 0
CR12 | pre-1950 | 0-1499 | 1 | 1 | 0 | 0 | 0 | 0 | 0 | 0 | 0 | 0 | 0 | 0 | 0 | 100% | Chan et al. [LBNL-5966E, August 2012; Eqn. 2 and Table 1] | CR12 | < 1950s | 0-1499 | 1 | 23.7067 | 25 | 1 | 0 | 0 | 0 | 0 | 0 | 0 | 0 | 0 | 0 | 0 | 0
CR12 | pre-1950 | 0-1499 | 2 | 1 | 0 | 0 | 0 | 0 | 0 | 0 | 0 | 0 | 0 | 0 | 0 | 100% | Chan et al. [LBNL-5966E, August 2012; Eqn. 2 and Table 1] | CR12 | < 1950s | 0-1499 | 2 | 22.508 | 25 | 1 | 0 | 0 | 0 | 0 | 0 | 0 | 0 | 0 | 0 | 0 | 0
CR12 | pre-1950 | 0-1499 | 3+ | 1 | 0 | 0 | 0 | 0 | 0 | 0 | 0 | 0 | 0 | 0 | 0 | 100% | Chan et al. [LBNL-5966E, August 2012; Eqn. 2 and Table 1] | CR12 | < 1950s | 0-1499 | 3+ | 23.2962 | 25 | 1 | 0 | 0 | 0 | 0 | 0 | 0 | 0 | 0 | 0 | 0 | 0
CR12 | pre-1950 | 1500-2499 | 1 | 0 | 1 | 0 | 0 | 0 | 0 | 0 | 0 | 0 | 0 | 0 | 0 | 100% | Chan et al. [LBNL-5966E, August 2012; Eqn. 2 and Table 1] | CR12 | < 1950s | 1500-2499 | 1 | 19.5412 | 20 | 0 | 1 | 0 | 0 | 0 | 0 | 0 | 0 | 0 | 0 | 0 | 0
CR12 | pre-1950 | 1500-2499 | 2 | 0 | 1 | 0 | 0 | 0 | 0 | 0 | 0 | 0 | 0 | 0 | 0 | 100% | Chan et al. [LBNL-5966E, August 2012; Eqn. 2 and Table 1] | CR12 | < 1950s | 1500-2499 | 2 | 18.5531 | 20 | 0 | 1 | 0 | 0 | 0 | 0 | 0 | 0 | 0 | 0 | 0 | 0
CR12 | pre-1950 | 1500-2499 | 3+ | 0 | 1 | 0 | 0 | 0 | 0 | 0 | 0 | 0 | 0 | 0 | 0 | 100% | Chan et al. [LBNL-5966E, August 2012; Eqn. 2 and Table 1] | CR12 | < 1950s | 1500-2499 | 3+ | 19.2028 | 20 | 0 | 1 | 0 | 0 | 0 | 0 | 0 | 0 | 0 | 0 | 0 | 0
CR12 | pre-1950 | 2500-3499 | 1 | 0 | 0 | 1 | 0 | 0 | 0 | 0 | 0 | 0 | 0 | 0 | 0 | 100% | Chan et al. [LBNL-5966E, August 2012; Eqn. 2 and Table 1] | CR12 | < 1950s | 2500-3499 | 1 | 16.1076 | 15 | 0 | 0 | 1 | 0 | 0 | 0 | 0 | 0 | 0 | 0 | 0 | 0
CR12 | pre-1950 | 2500-3499 | 2 | 0 | 0 | 1 | 0 | 0 | 0 | 0 | 0 | 0 | 0 | 0 | 0 | 100% | Chan et al. [LBNL-5966E, August 2012; Eqn. 2 and Table 1] | CR12 | < 1950s | 2500-3499 | 2 | 15.2932 | 15 | 0 | 0 | 1 | 0 | 0 | 0 | 0 | 0 | 0 | 0 | 0 | 0
CR12 | pre-1950 | 2500-3499 | 3+ | 0 | 0 | 1 | 0 | 0 | 0 | 0 | 0 | 0 | 0 | 0 | 0 | 100% | Chan et al. [LBNL-5966E, August 2012; Eqn. 2 and Table 1] | CR12 | < 1950s | 2500-3499 | 3+ | 15.8287 | 15 | 0 | 0 | 1 | 0 | 0 | 0 | 0 | 0 | 0 | 0 | 0 | 0
CR12 | pre-1950 | 3500-4499 | 1 | 0 | 0 | 1 | 0 | 0 | 0 | 0 | 0 | 0 | 0 | 0 | 0 | 100% | Chan et al. [LBNL-5966E, August 2012; Eqn. 2 and Table 1] | CR12 | < 1950s | 3500-4499 | 1 | 13.2774 | 15 | 0 | 0 | 1 | 0 | 0 | 0 | 0 | 0 | 0 | 0 | 0 | 0
CR12 | pre-1950 | 3500-4499 | 2 | 0 | 0 | 1 | 0 | 0 | 0 | 0 | 0 | 0 | 0 | 0 | 0 | 100% | Chan et al. [LBNL-5966E, August 2012; Eqn. 2 and Table 1] | CR12 | < 1950s | 3500-4499 | 2 | 12.606 | 15 | 0 | 0 | 1 | 0 | 0 | 0 | 0 | 0 | 0 | 0 | 0 | 0
CR12 | pre-1950 | 3500-4499 | 3+ | 0 | 0 | 1 | 0 | 0 | 0 | 0 | 0 | 0 | 0 | 0 | 0 | 100% | Chan et al. [LBNL-5966E, August 2012; Eqn. 2 and Table 1] | CR12 | < 1950s | 3500-4499 | 3+ | 13.0475 | 15 | 0 | 0 | 1 | 0 | 0 | 0 | 0 | 0 | 0 | 0 | 0 | 0
CR12 | pre-1950 | 4500+ | 1 | 0 | 0 | 0 | 1 | 0 | 0 | 0 | 0 | 0 | 0 | 0 | 0 | 100% | Chan et al. [LBNL-5966E, August 2012; Eqn. 2 and Table 1] | CR12 | < 1950s | 4500+ | 1 | 10.9444 | 10 | 0 | 0 | 0 | 1 | 0 | 0 | 0 | 0 | 0 | 0 | 0 | 0
CR12 | pre-1950 | 4500+ | 2 | 0 | 0 | 0 | 1 | 0 | 0 | 0 | 0 | 0 | 0 | 0 | 0 | 100% | Chan et al. [LBNL-5966E, August 2012; Eqn. 2 and Table 1] | CR12 | < 1950s | 4500+ | 2 | 10.391 | 10 | 0 | 0 | 0 | 1 | 0 | 0 | 0 | 0 | 0 | 0 | 0 | 0
CR12 | pre-1950 | 4500+ | 3+ | 0 | 0 | 0 | 1 | 0 | 0 | 0 | 0 | 0 | 0 | 0 | 0 | 100% | Chan et al. [LBNL-5966E, August 2012; Eqn. 2 and Table 1] | CR12 | < 1950s | 4500+ | 3+ | 10.7549 | 10 | 0 | 0 | 0 | 1 | 0 | 0 | 0 | 0 | 0 | 0 | 0 | 0
CR12 | 1950s | 0-1499 | 1 | 1 | 0 | 0 | 0 | 0 | 0 | 0 | 0 | 0 | 0 | 0 | 0 | 100% | Chan et al. [LBNL-5966E, August 2012; Eqn. 2 and Table 1] | CR12 | 1950s | 0-1499 | 1 | 23.7067 | 25 | 1 | 0 | 0 | 0 | 0 | 0 | 0 | 0 | 0 | 0 | 0 | 0
CR12 | 1950s | 0-1499 | 2 | 1 | 0 | 0 | 0 | 0 | 0 | 0 | 0 | 0 | 0 | 0 | 0 | 100% | Chan et al. [LBNL-5966E, August 2012; Eqn. 2 and Table 1] | CR12 | 1950s | 0-1499 | 2 | 22.508 | 25 | 1 | 0 | 0 | 0 | 0 | 0 | 0 | 0 | 0 | 0 | 0 | 0
CR12 | 1950s | 0-1499 | 3+ | 1 | 0 | 0 | 0 | 0 | 0 | 0 | 0 | 0 | 0 | 0 | 0 | 100% | Chan et al. [LBNL-5966E, August 2012; Eqn. 2 and Table 1] | CR12 | 1950s | 0-1499 | 3+ | 23.2962 | 25 | 1 | 0 | 0 | 0 | 0 | 0 | 0 | 0 | 0 | 0 | 0 | 0
CR12 | 1950s | 1500-2499 | 1 | 0 | 1 | 0 | 0 | 0 | 0 | 0 | 0 | 0 | 0 | 0 | 0 | 100% | Chan et al. [LBNL-5966E, August 2012; Eqn. 2 and Table 1] | CR12 | 1950s | 1500-2499 | 1 | 19.5412 | 20 | 0 | 1 | 0 | 0 | 0 | 0 | 0 | 0 | 0 | 0 | 0 | 0
CR12 | 1950s | 1500-2499 | 2 | 0 | 1 | 0 | 0 | 0 | 0 | 0 | 0 | 0 | 0 | 0 | 0 | 100% | Chan et al. [LBNL-5966E, August 2012; Eqn. 2 and Table 1] | CR12 | 1950s | 1500-2499 | 2 | 18.5531 | 20 | 0 | 1 | 0 | 0 | 0 | 0 | 0 | 0 | 0 | 0 | 0 | 0
CR12 | 1950s | 1500-2499 | 3+ | 0 | 1 | 0 | 0 | 0 | 0 | 0 | 0 | 0 | 0 | 0 | 0 | 100% | Chan et al. [LBNL-5966E, August 2012; Eqn. 2 and Table 1] | CR12 | 1950s | 1500-2499 | 3+ | 19.2028 | 20 | 0 | 1 | 0 | 0 | 0 | 0 | 0 | 0 | 0 | 0 | 0 | 0
CR12 | 1950s | 2500-3499 | 1 | 0 | 0 | 1 | 0 | 0 | 0 | 0 | 0 | 0 | 0 | 0 | 0 | 100% | Chan et al. [LBNL-5966E, August 2012; Eqn. 2 and Table 1] | CR12 | 1950s | 2500-3499 | 1 | 16.1076 | 15 | 0 | 0 | 1 | 0 | 0 | 0 | 0 | 0 | 0 | 0 | 0 | 0
CR12 | 1950s | 2500-3499 | 2 | 0 | 0 | 1 | 0 | 0 | 0 | 0 | 0 | 0 | 0 | 0 | 0 | 100% | Chan et al. [LBNL-5966E, August 2012; Eqn. 2 and Table 1] | CR12 | 1950s | 2500-3499 | 2 | 15.2932 | 15 | 0 | 0 | 1 | 0 | 0 | 0 | 0 | 0 | 0 | 0 | 0 | 0
CR12 | 1950s | 2500-3499 | 3+ | 0 | 0 | 1 | 0 | 0 | 0 | 0 | 0 | 0 | 0 | 0 | 0 | 100% | Chan et al. [LBNL-5966E, August 2012; Eqn. 2 and Table 1] | CR12 | 1950s | 2500-3499 | 3+ | 15.8287 | 15 | 0 | 0 | 1 | 0 | 0 | 0 | 0 | 0 | 0 | 0 | 0 | 0
CR12 | 1950s | 3500-4499 | 1 | 0 | 0 | 1 | 0 | 0 | 0 | 0 | 0 | 0 | 0 | 0 | 0 | 100% | Chan et al. [LBNL-5966E, August 2012; Eqn. 2 and Table 1] | CR12 | 1950s | 3500-4499 | 1 | 13.2774 | 15 | 0 | 0 | 1 | 0 | 0 | 0 | 0 | 0 | 0 | 0 | 0 | 0
CR12 | 1950s | 3500-4499 | 2 | 0 | 0 | 1 | 0 | 0 | 0 | 0 | 0 | 0 | 0 | 0 | 0 | 100% | Chan et al. [LBNL-5966E, August 2012; Eqn. 2 and Table 1] | CR12 | 1950s | 3500-4499 | 2 | 12.606 | 15 | 0 | 0 | 1 | 0 | 0 | 0 | 0 | 0 | 0 | 0 | 0 | 0
CR12 | 1950s | 3500-4499 | 3+ | 0 | 0 | 1 | 0 | 0 | 0 | 0 | 0 | 0 | 0 | 0 | 0 | 100% | Chan et al. [LBNL-5966E, August 2012; Eqn. 2 and Table 1] | CR12 | 1950s | 3500-4499 | 3+ | 13.0475 | 15 | 0 | 0 | 1 | 0 | 0 | 0 | 0 | 0 | 0 | 0 | 0 | 0
CR12 | 1950s | 4500+ | 1 | 0 | 0 | 0 | 1 | 0 | 0 | 0 | 0 | 0 | 0 | 0 | 0 | 100% | Chan et al. [LBNL-5966E, August 2012; Eqn. 2 and Table 1] | CR12 | 1950s | 4500+ | 1 | 10.9444 | 10 | 0 | 0 | 0 | 1 | 0 | 0 | 0 | 0 | 0 | 0 | 0 | 0
CR12 | 1950s | 4500+ | 2 | 0 | 0 | 0 | 1 | 0 | 0 | 0 | 0 | 0 | 0 | 0 | 0 | 100% | Chan et al. [LBNL-5966E, August 2012; Eqn. 2 and Table 1] | CR12 | 1950s | 4500+ | 2 | 10.391 | 10 | 0 | 0 | 0 | 1 | 0 | 0 | 0 | 0 | 0 | 0 | 0 | 0
CR12 | 1950s | 4500+ | 3+ | 0 | 0 | 0 | 1 | 0 | 0 | 0 | 0 | 0 | 0 | 0 | 0 | 100% | Chan et al. [LBNL-5966E, August 2012; Eqn. 2 and Table 1] | CR12 | 1950s | 4500+ | 3+ | 10.7549 | 10 | 0 | 0 | 0 | 1 | 0 | 0 | 0 | 0 | 0 | 0 | 0 | 0
CR12 | 1960s | 1500-2499 | 1 | 0 | 1 | 0 | 0 | 0 | 0 | 0 | 0 | 0 | 0 | 0 | 0 | 100% | Chan et al. [LBNL-5966E, August 2012; Eqn. 2 and Table 1] | CR12 | 1960s | 0-499 | 1 | 21.7448 | 20 | 0 | 1 | 0 | 0 | 0 | 0 | 0 | 0 | 0 | 0 | 0 | 0
CR12 | 1960s | 0-1499 | 2 | 0 | 1 | 0 | 0 | 0 | 0 | 0 | 0 | 0 | 0 | 0 | 0 | 100% | Chan et al. [LBNL-5966E, August 2012; Eqn. 2 and Table 1] | CR12 | 1960s | 0-1499 | 2 | 18.7439 | 20 | 0 | 1 | 0 | 0 | 0 | 0 | 0 | 0 | 0 | 0 | 0 | 0
CR12 | 1960s | 0-1499 | 3+ | 0 | 1 | 0 | 0 | 0 | 0 | 0 | 0 | 0 | 0 | 0 | 0 | 100% | Chan et al. [LBNL-5966E, August 2012; Eqn. 2 and Table 1] | CR12 | 1960s | 0-1499 | 3+ | 19.4003 | 20 | 0 | 1 | 0 | 0 | 0 | 0 | 0 | 0 | 0 | 0 | 0 | 0
CR12 | 1960s | 0-1499 | 1 | 0 | 0 | 1 | 0 | 0 | 0 | 0 | 0 | 0 | 0 | 0 | 0 | 100% | Chan et al. [LBNL-5966E, August 2012; Eqn. 2 and Table 1] | CR12 | 1960s | 1500-2499 | 1 | 16.2733 | 15 | 0 | 0 | 1 | 0 | 0 | 0 | 0 | 0 | 0 | 0 | 0 | 0
CR12 | 1960s | 1500-2499 | 2 | 0 | 0 | 1 | 0 | 0 | 0 | 0 | 0 | 0 | 0 | 0 | 0 | 100% | Chan et al. [LBNL-5966E, August 2012; Eqn. 2 and Table 1] | CR12 | 1960s | 1500-2499 | 2 | 15.4505 | 15 | 0 | 0 | 1 | 0 | 0 | 0 | 0 | 0 | 0 | 0 | 0 | 0
CR12 | 1960s | 1500-2499 | 3+ | 0 | 0 | 1 | 0 | 0 | 0 | 0 | 0 | 0 | 0 | 0 | 0 | 100% | Chan et al. [LBNL-5966E, August 2012; Eqn. 2 and Table 1] | CR12 | 1960s | 1500-2499 | 3+ | 15.9915 | 15 | 0 | 0 | 1 | 0 | 0 | 0 | 0 | 0 | 0 | 0 | 0 | 0
CR12 | 1960s | 2500-3499 | 1 | 0 | 0 | 1 | 0 | 0 | 0 | 0 | 0 | 0 | 0 | 0 | 0 | 100% | Chan et al. [LBNL-5966E, August 2012; Eqn. 2 and Table 1] | CR12 | 1960s | 2500-3499 | 1 | 13.4139 | 15 | 0 | 0 | 1 | 0 | 0 | 0 | 0 | 0 | 0 | 0 | 0 | 0
CR12 | 1960s | 2500-3499 | 2 | 0 | 0 | 1 | 0 | 0 | 0 | 0 | 0 | 0 | 0 | 0 | 0 | 100% | Chan et al. [LBNL-5966E, August 2012; Eqn. 2 and Table 1] | CR12 | 1960s | 2500-3499 | 2 | 12.7357 | 15 | 0 | 0 | 1 | 0 | 0 | 0 | 0 | 0 | 0 | 0 | 0 | 0
CR12 | 1960s | 2500-3499 | 3+ | 0 | 0 | 1 | 0 | 0 | 0 | 0 | 0 | 0 | 0 | 0 | 0 | 100% | Chan et al. [LBNL-5966E, August 2012; Eqn. 2 and Table 1] | CR12 | 1960s | 2500-3499 | 3+ | 13.1816 | 15 | 0 | 0 | 1 | 0 | 0 | 0 | 0 | 0 | 0 | 0 | 0 | 0
CR12 | 1960s | 3500-4499 | 1 | 0 | 0 | 0 | 1 | 0 | 0 | 0 | 0 | 0 | 0 | 0 | 0 | 100% | Chan et al. [LBNL-5966E, August 2012; Eqn. 2 and Table 1] | CR12 | 1960s | 3500-4499 | 1 | 11.057 | 10 | 0 | 0 | 0 | 1 | 0 | 0 | 0 | 0 | 0 | 0 | 0 | 0
CR12 | 1960s | 3500-4499 | 2 | 0 | 0 | 0 | 1 | 0 | 0 | 0 | 0 | 0 | 0 | 0 | 0 | 100% | Chan et al. [LBNL-5966E, August 2012; Eqn. 2 and Table 1] | CR12 | 1960s | 3500-4499 | 2 | 10.4979 | 10 | 0 | 0 | 0 | 1 | 0 | 0 | 0 | 0 | 0 | 0 | 0 | 0
CR12 | 1960s | 3500-4499 | 3+ | 0 | 0 | 0 | 1 | 0 | 0 | 0 | 0 | 0 | 0 | 0 | 0 | 100% | Chan et al. [LBNL-5966E, August 2012; Eqn. 2 and Table 1] | CR12 | 1960s | 3500-4499 | 3+ | 10.8655 | 10 | 0 | 0 | 0 | 1 | 0 | 0 | 0 | 0 | 0 | 0 | 0 | 0
CR12 | 1960s | 4500+ | 1 | 0 | 0 | 0 | 1 | 0 | 0 | 0 | 0 | 0 | 0 | 0 | 0 | 100% | Chan et al. [LBNL-5966E, August 2012; Eqn. 2 and Table 1] | CR12 | 1960s | 4500+ | 1 | 9.1142 | 10 | 0 | 0 | 0 | 1 | 0 | 0 | 0 | 0 | 0 | 0 | 0 | 0
CR12 | 1960s | 4500+ | 2 | 0 | 0 | 0 | 0 | 1 | 0 | 0 | 0 | 0 | 0 | 0 | 0 | 100% | Chan et al. [LBNL-5966E, August 2012; Eqn. 2 and Table 1] | CR12 | 1960s | 4500+ | 2 | 8.6533 | 8 | 0 | 0 | 0 | 0 | 1 | 0 | 0 | 0 | 0 | 0 | 0 | 0
CR12 | 1960s | 4500+ | 3+ | 0 | 0 | 0 | 0 | 1 | 0 | 0 | 0 | 0 | 0 | 0 | 0 | 100% | Chan et al. [LBNL-5966E, August 2012; Eqn. 2 and Table 1] | CR12 | 1960s | 4500+ | 3+ | 8.9563 | 8 | 0 | 0 | 0 | 0 | 1 | 0 | 0 | 0 | 0 | 0 | 0 | 0
CR12 | 1970s | 0-1499 | 1 | 0 | 1 | 0 | 0 | 0 | 0 | 0 | 0 | 0 | 0 | 0 | 0 | 100% | Chan et al. [LBNL-5966E, August 2012; Eqn. 2 and Table 1] | CR12 | 1970s | 0-1499 | 1 | 19.3706 | 20 | 0 | 1 | 0 | 0 | 0 | 0 | 0 | 0 | 0 | 0 | 0 | 0
CR12 | 1970s | 0-1499 | 2 | 0 | 1 | 0 | 0 | 0 | 0 | 0 | 0 | 0 | 0 | 0 | 0 | 100% | Chan et al. [LBNL-5966E, August 2012; Eqn. 2 and Table 1] | CR12 | 1970s | 0-1499 | 2 | 18.3912 | 20 | 0 | 1 | 0 | 0 | 0 | 0 | 0 | 0 | 0 | 0 | 0 | 0
CR12 | 1970s | 0-1499 | 3+ | 0 | 1 | 0 | 0 | 0 | 0 | 0 | 0 | 0 | 0 | 0 | 0 | 100% | Chan et al. [LBNL-5966E, August 2012; Eqn. 2 and Table 1] | CR12 | 1970s | 0-1499 | 3+ | 19.0352 | 20 | 0 | 1 | 0 | 0 | 0 | 0 | 0 | 0 | 0 | 0 | 0 | 0
CR12 | 1970s | 1500-2499 | 1 | 0 | 0 | 1 | 0 | 0 | 0 | 0 | 0 | 0 | 0 | 0 | 0 | 100% | Chan et al. [LBNL-5966E, August 2012; Eqn. 2 and Table 1] | CR12 | 1970s | 1500-2499 | 1 | 15.967 | 15 | 0 | 0 | 1 | 0 | 0 | 0 | 0 | 0 | 0 | 0 | 0 | 0
CR12 | 1970s | 1500-2499 | 2 | 0 | 0 | 1 | 0 | 0 | 0 | 0 | 0 | 0 | 0 | 0 | 0 | 100% | Chan et al. [LBNL-5966E, August 2012; Eqn. 2 and Table 1] | CR12 | 1970s | 1500-2499 | 2 | 15.1597 | 15 | 0 | 0 | 1 | 0 | 0 | 0 | 0 | 0 | 0 | 0 | 0 | 0
CR12 | 1970s | 1500-2499 | 3+ | 0 | 0 | 1 | 0 | 0 | 0 | 0 | 0 | 0 | 0 | 0 | 0 | 100% | Chan et al. [LBNL-5966E, August 2012; Eqn. 2 and Table 1] | CR12 | 1970s | 1500-2499 | 3+ | 15.6905 | 15 | 0 | 0 | 1 | 0 | 0 | 0 | 0 | 0 | 0 | 0 | 0 | 0
CR12 | 1970s | 2500-3499 | 1 | 0 | 0 | 1 | 0 | 0 | 0 | 0 | 0 | 0 | 0 | 0 | 0 | 100% | Chan et al. [LBNL-5966E, August 2012; Eqn. 2 and Table 1] | CR12 | 1970s | 2500-3499 | 1 | 13.1615 | 15 | 0 | 0 | 1 | 0 | 0 | 0 | 0 | 0 | 0 | 0 | 0 | 0
CR12 | 1970s | 2500-3499 | 2 | 0 | 0 | 0 | 1 | 0 | 0 | 0 | 0 | 0 | 0 | 0 | 0 | 100% | Chan et al. [LBNL-5966E, August 2012; Eqn. 2 and Table 1] | CR12 | 1970s | 2500-3499 | 2 | 12.496 | 10 | 0 | 0 | 0 | 1 | 0 | 0 | 0 | 0 | 0 | 0 | 0 | 0
CR12 | 1970s | 2500-3499 | 3+ | 0 | 0 | 1 | 0 | 0 | 0 | 0 | 0 | 0 | 0 | 0 | 0 | 100% | Chan et al. [LBNL-5966E, August 2012; Eqn. 2 and Table 1] | CR12 | 1970s | 2500-3499 | 3+ | 12.9336 | 15 | 0 | 0 | 1 | 0 | 0 | 0 | 0 | 0 | 0 | 0 | 0 | 0
CR12 | 1970s | 3500-4499 | 1 | 0 | 0 | 0 | 1 | 0 | 0 | 0 | 0 | 0 | 0 | 0 | 0 | 100% | Chan et al. [LBNL-5966E, August 2012; Eqn. 2 and Table 1] | CR12 | 1970s | 3500-4499 | 1 | 10.8489 | 10 | 0 | 0 | 0 | 1 | 0 | 0 | 0 | 0 | 0 | 0 | 0 | 0
CR12 | 1970s | 3500-4499 | 2 | 0 | 0 | 0 | 1 | 0 | 0 | 0 | 0 | 0 | 0 | 0 | 0 | 100% | Chan et al. [LBNL-5966E, August 2012; Eqn. 2 and Table 1] | CR12 | 1970s | 3500-4499 | 2 | 10.3003 | 10 | 0 | 0 | 0 | 1 | 0 | 0 | 0 | 0 | 0 | 0 | 0 | 0
CR12 | 1970s | 3500-4499 | 3+ | 0 | 0 | 0 | 1 | 0 | 0 | 0 | 0 | 0 | 0 | 0 | 0 | 100% | Chan et al. [LBNL-5966E, August 2012; Eqn. 2 and Table 1] | CR12 | 1970s | 3500-4499 | 3+ | 10.661 | 10 | 0 | 0 | 0 | 1 | 0 | 0 | 0 | 0 | 0 | 0 | 0 | 0
CR12 | 1970s | 4500+ | 1 | 0 | 0 | 0 | 0 | 1 | 0 | 0 | 0 | 0 | 0 | 0 | 0 | 100% | Chan et al. [LBNL-5966E, August 2012; Eqn. 2 and Table 1] | CR12 | 1970s | 4500+ | 1 | 8.9426 | 8 | 0 | 0 | 0 | 0 | 1 | 0 | 0 | 0 | 0 | 0 | 0 | 0
CR12 | 1970s | 4500+ | 2 | 0 | 0 | 0 | 0 | 1 | 0 | 0 | 0 | 0 | 0 | 0 | 0 | 100% | Chan et al. [LBNL-5966E, August 2012; Eqn. 2 and Table 1] | CR12 | 1970s | 4500+ | 2 | 8.4905 | 8 | 0 | 0 | 0 | 0 | 1 | 0 | 0 | 0 | 0 | 0 | 0 | 0
CR12 | 1970s | 4500+ | 3+ | 0 | 0 | 0 | 0 | 1 | 0 | 0 | 0 | 0 | 0 | 0 | 0 | 100% | Chan et al. [LBNL-5966E, August 2012; Eqn. 2 and Table 1] | CR12 | 1970s | 4500+ | 3+ | 8.7878 | 8 | 0 | 0 | 0 | 0 | 1 | 0 | 0 | 0 | 0 | 0 | 0 | 0
CR12 | 1980s | 0-1499 | 1 | 0 | 0 | 1 | 0 | 0 | 0 | 0 | 0 | 0 | 0 | 0 | 0 | 100% | Chan et al. [LBNL-5966E, August 2012; Eqn. 2 and Table 1] | CR12 | 1980s | 0-1499 | 1 | 15.8276 | 15 | 0 | 0 | 1 | 0 | 0 | 0 | 0 | 0 | 0 | 0 | 0 | 0
CR12 | 1980s | 0-1499 | 2 | 0 | 0 | 1 | 0 | 0 | 0 | 0 | 0 | 0 | 0 | 0 | 0 | 100% | Chan et al. [LBNL-5966E, August 2012; Eqn. 2 and Table 1] | CR12 | 1980s | 0-1499 | 2 | 15.0273 | 15 | 0 | 0 | 1 | 0 | 0 | 0 | 0 | 0 | 0 | 0 | 0 | 0
CR12 | 1980s | 0-1499 | 3+ | 0 | 0 | 1 | 0 | 0 | 0 | 0 | 0 | 0 | 0 | 0 | 0 | 100% | Chan et al. [LBNL-5966E, August 2012; Eqn. 2 and Table 1] | CR12 | 1980s | 0-1499 | 3+ | 15.5536 | 15 | 0 | 0 | 1 | 0 | 0 | 0 | 0 | 0 | 0 | 0 | 0 | 0
CR12 | 1980s | 1500-2499 | 1 | 0 | 0 | 1 | 0 | 0 | 0 | 0 | 0 | 0 | 0 | 0 | 0 | 100% | Chan et al. [LBNL-5966E, August 2012; Eqn. 2 and Table 1] | CR12 | 1980s | 1500-2499 | 1 | 13.0466 | 15 | 0 | 0 | 1 | 0 | 0 | 0 | 0 | 0 | 0 | 0 | 0 | 0
CR12 | 1980s | 1500-2499 | 2 | 0 | 0 | 0 | 1 | 0 | 0 | 0 | 0 | 0 | 0 | 0 | 0 | 100% | Chan et al. [LBNL-5966E, August 2012; Eqn. 2 and Table 1] | CR12 | 1980s | 1500-2499 | 2 | 12.3869 | 10 | 0 | 0 | 0 | 1 | 0 | 0 | 0 | 0 | 0 | 0 | 0 | 0
CR12 | 1980s | 1500-2499 | 3+ | 0 | 0 | 1 | 0 | 0 | 0 | 0 | 0 | 0 | 0 | 0 | 0 | 100% | Chan et al. [LBNL-5966E, August 2012; Eqn. 2 and Table 1] | CR12 | 1980s | 1500-2499 | 3+ | 12.8206 | 15 | 0 | 0 | 1 | 0 | 0 | 0 | 0 | 0 | 0 | 0 | 0 | 0
CR12 | 1980s | 2500-3499 | 1 | 0 | 0 | 0 | 1 | 0 | 0 | 0 | 0 | 0 | 0 | 0 | 0 | 100% | Chan et al. [LBNL-5966E, August 2012; Eqn. 2 and Table 1] | CR12 | 1980s | 2500-3499 | 1 | 10.7542 | 10 | 0 | 0 | 0 | 1 | 0 | 0 | 0 | 0 | 0 | 0 | 0 | 0
CR12 | 1980s | 2500-3499 | 2 | 0 | 0 | 0 | 1 | 0 | 0 | 0 | 0 | 0 | 0 | 0 | 0 | 100% | Chan et al. [LBNL-5966E, August 2012; Eqn. 2 and Table 1] | CR12 | 1980s | 2500-3499 | 2 | 10.2104 | 10 | 0 | 0 | 0 | 1 | 0 | 0 | 0 | 0 | 0 | 0 | 0 | 0
CR12 | 1980s | 2500-3499 | 3+ | 0 | 0 | 0 | 1 | 0 | 0 | 0 | 0 | 0 | 0 | 0 | 0 | 100% | Chan et al. [LBNL-5966E, August 2012; Eqn. 2 and Table 1] | CR12 | 1980s | 2500-3499 | 3+ | 10.5679 | 10 | 0 | 0 | 0 | 1 | 0 | 0 | 0 | 0 | 0 | 0 | 0 | 0
CR12 | 1980s | 3500-4499 | 1 | 0 | 0 | 0 | 0 | 1 | 0 | 0 | 0 | 0 | 0 | 0 | 0 | 100% | Chan et al. [LBNL-5966E, August 2012; Eqn. 2 and Table 1] | CR12 | 1980s | 3500-4499 | 1 | 8.8646 | 8 | 0 | 0 | 0 | 0 | 1 | 0 | 0 | 0 | 0 | 0 | 0 | 0
CR12 | 1980s | 3500-4499 | 2 | 0 | 0 | 0 | 0 | 1 | 0 | 0 | 0 | 0 | 0 | 0 | 0 | 100% | Chan et al. [LBNL-5966E, August 2012; Eqn. 2 and Table 1] | CR12 | 1980s | 3500-4499 | 2 | 8.4163 | 8 | 0 | 0 | 0 | 0 | 1 | 0 | 0 | 0 | 0 | 0 | 0 | 0
CR12 | 1980s | 3500-4499 | 3+ | 0 | 0 | 0 | 0 | 1 | 0 | 0 | 0 | 0 | 0 | 0 | 0 | 100% | Chan et al. [LBNL-5966E, August 2012; Eqn. 2 and Table 1] | CR12 | 1980s | 3500-4499 | 3+ | 8.7111 | 8 | 0 | 0 | 0 | 0 | 1 | 0 | 0 | 0 | 0 | 0 | 0 | 0
CR12 | 1980s | 4500+ | 1 | 0 | 0 | 0 | 0 | 0 | 1 | 0 | 0 | 0 | 0 | 0 | 0 | 100% | Chan et al. [LBNL-5966E, August 2012; Eqn. 2 and Table 1] | CR12 | 1980s | 4500+ | 1 | 7.307 | 7 | 0 | 0 | 0 | 0 | 0 | 1 | 0 | 0 | 0 | 0 | 0 | 0
CR12 | 1980s | 4500+ | 2 | 0 | 0 | 0 | 0 | 0 | 1 | 0 | 0 | 0 | 0 | 0 | 0 | 100% | Chan et al. [LBNL-5966E, August 2012; Eqn. 2 and Table 1] | CR12 | 1980s | 4500+ | 2 | 6.9375 | 7 | 0 | 0 | 0 | 0 | 0 | 1 | 0 | 0 | 0 | 0 | 0 | 0
CR12 | 1980s | 4500+ | 3+ | 0 | 0 | 0 | 0 | 0 | 1 | 0 | 0 | 0 | 0 | 0 | 0 | 100% | Chan et al. [LBNL-5966E, August 2012; Eqn. 2 and Table 1] | CR12 | 1980s | 4500+ | 3+ | 7.1804 | 7 | 0 | 0 | 0 | 0 | 0 | 1 | 0 | 0 | 0 | 0 | 0 | 0
CR12 | 1990s | 0-1499 | 1 | 0 | 0 | 0 | 1 | 0 | 0 | 0 | 0 | 0 | 0 | 0 | 0 | 100% | Chan et al. [LBNL-5966E, August 2012; Eqn. 2 and Table 1] | CR12 | 1990s | 0-1499 | 1 | 12.1917 | 10 | 0 | 0 | 0 | 1 | 0 | 0 | 0 | 0 | 0 | 0 | 0 | 0
CR12 | 1990s | 0-1499 | 2 | 0 | 0 | 0 | 1 | 0 | 0 | 0 | 0 | 0 | 0 | 0 | 0 | 100% | Chan et al. [LBNL-5966E, August 2012; Eqn. 2 and Table 1] | CR12 | 1990s | 0-1499 | 2 | 11.5753 | 10 | 0 | 0 | 0 | 1 | 0 | 0 | 0 | 0 | 0 | 0 | 0 | 0
CR12 | 1990s | 0-1499 | 3+ | 0 | 0 | 0 | 1 | 0 | 0 | 0 | 0 | 0 | 0 | 0 | 0 | 100% | Chan et al. [LBNL-5966E, August 2012; Eqn. 2 and Table 1] | CR12 | 1990s | 0-1499 | 3+ | 11.9806 | 10 | 0 | 0 | 0 | 1 | 0 | 0 | 0 | 0 | 0 | 0 | 0 | 0
CR12 | 1990s | 1500-2499 | 1 | 0 | 0 | 0 | 1 | 0 | 0 | 0 | 0 | 0 | 0 | 0 | 0 | 100% | Chan et al. [LBNL-5966E, August 2012; Eqn. 2 and Table 1] | CR12 | 1990s | 1500-2499 | 1 | 10.0495 | 10 | 0 | 0 | 0 | 1 | 0 | 0 | 0 | 0 | 0 | 0 | 0 | 0
CR12 | 1990s | 1500-2499 | 2 | 0 | 0 | 0 | 1 | 0 | 0 | 0 | 0 | 0 | 0 | 0 | 0 | 100% | Chan et al. [LBNL-5966E, August 2012; Eqn. 2 and Table 1] | CR12 | 1990s | 1500-2499 | 2 | 9.5414 | 10 | 0 | 0 | 0 | 1 | 0 | 0 | 0 | 0 | 0 | 0 | 0 | 0
CR12 | 1990s | 1500-2499 | 3+ | 0 | 0 | 0 | 1 | 0 | 0 | 0 | 0 | 0 | 0 | 0 | 0 | 100% | Chan et al. [LBNL-5966E, August 2012; Eqn. 2 and Table 1] | CR12 | 1990s | 1500-2499 | 3+ | 9.8755 | 10 | 0 | 0 | 0 | 1 | 0 | 0 | 0 | 0 | 0 | 0 | 0 | 0
CR12 | 1990s | 2500-3499 | 1 | 0 | 0 | 0 | 0 | 1 | 0 | 0 | 0 | 0 | 0 | 0 | 0 | 100% | Chan et al. [LBNL-5966E, August 2012; Eqn. 2 and Table 1] | CR12 | 1990s | 2500-3499 | 1 | 8.2837 | 8 | 0 | 0 | 0 | 0 | 1 | 0 | 0 | 0 | 0 | 0 | 0 | 0
CR12 | 1990s | 2500-3499 | 2 | 0 | 0 | 0 | 0 | 1 | 0 | 0 | 0 | 0 | 0 | 0 | 0 | 100% | Chan et al. [LBNL-5966E, August 2012; Eqn. 2 and Table 1] | CR12 | 1990s | 2500-3499 | 2 | 7.8649 | 8 | 0 | 0 | 0 | 0 | 1 | 0 | 0 | 0 | 0 | 0 | 0 | 0
CR12 | 1990s | 2500-3499 | 3+ | 0 | 0 | 0 | 0 | 1 | 0 | 0 | 0 | 0 | 0 | 0 | 0 | 100% | Chan et al. [LBNL-5966E, August 2012; Eqn. 2 and Table 1] | CR12 | 1990s | 2500-3499 | 3+ | 8.1403 | 8 | 0 | 0 | 0 | 0 | 1 | 0 | 0 | 0 | 0 | 0 | 0 | 0
CR12 | 1990s | 3500-4499 | 1 | 0 | 0 | 0 | 0 | 0 | 1 | 0 | 0 | 0 | 0 | 0 | 0 | 100% | Chan et al. [LBNL-5966E, August 2012; Eqn. 2 and Table 1] | CR12 | 1990s | 3500-4499 | 1 | 6.8282 | 7 | 0 | 0 | 0 | 0 | 0 | 1 | 0 | 0 | 0 | 0 | 0 | 0
CR12 | 1990s | 3500-4499 | 2 | 0 | 0 | 0 | 0 | 0 | 0 | 1 | 0 | 0 | 0 | 0 | 0 | 100% | Chan et al. [LBNL-5966E, August 2012; Eqn. 2 and Table 1] | CR12 | 1990s | 3500-4499 | 2 | 6.4829 | 6 | 0 | 0 | 0 | 0 | 0 | 0 | 1 | 0 | 0 | 0 | 0 | 0
CR12 | 1990s | 3500-4499 | 3+ | 0 | 0 | 0 | 0 | 0 | 1 | 0 | 0 | 0 | 0 | 0 | 0 | 100% | Chan et al. [LBNL-5966E, August 2012; Eqn. 2 and Table 1] | CR12 | 1990s | 3500-4499 | 3+ | 6.71 | 7 | 0 | 0 | 0 | 0 | 0 | 1 | 0 | 0 | 0 | 0 | 0 | 0
CR12 | 1990s | 4500+ | 1 | 0 | 0 | 0 | 0 | 0 | 0 | 1 | 0 | 0 | 0 | 0 | 0 | 100% | Chan et al. [LBNL-5966E, August 2012; Eqn. 2 and Table 1] | CR12 | 1990s | 4500+ | 1 | 5.6284 | 6 | 0 | 0 | 0 | 0 | 0 | 0 | 1 | 0 | 0 | 0 | 0 | 0
CR12 | 1990s | 4500+ | 2 | 0 | 0 | 0 | 0 | 0 | 0 | 0 | 1 | 0 | 0 | 0 | 0 | 100% | Chan et al. [LBNL-5966E, August 2012; Eqn. 2 and Table 1] | CR12 | 1990s | 4500+ | 2 | 5.3438 | 5 | 0 | 0 | 0 | 0 | 0 | 0 | 0 | 1 | 0 | 0 | 0 | 0
CR12 | 1990s | 4500+ | 3+ | 0 | 0 | 0 | 0 | 0 | 0 | 1 | 0 | 0 | 0 | 0 | 0 | 100% | Chan et al. [LBNL-5966E, August 2012; Eqn. 2 and Table 1] | CR12 | 1990s | 4500+ | 3+ | 5.531 | 6 | 0 | 0 | 0 | 0 | 0 | 0 | 1 | 0 | 0 | 0 | 0 | 0
CR12 | 2000s | 0-1499 | 1 | 0 | 0 | 0 | 1 | 0 | 0 | 0 | 0 | 0 | 0 | 0 | 0 | 100% | Chan et al. [LBNL-5966E, August 2012; Eqn. 2 and Table 1] | CR12 | 2000s | 0-1499 | 1 | 10.5672 | 10 | 0 | 0 | 0 | 1 | 0 | 0 | 0 | 0 | 0 | 0 | 0 | 0
CR12 | 2000s | 0-1499 | 2 | 0 | 0 | 0 | 1 | 0 | 0 | 0 | 0 | 0 | 0 | 0 | 0 | 100% | Chan et al. [LBNL-5966E, August 2012; Eqn. 2 and Table 1] | CR12 | 2000s | 0-1499 | 2 | 10.0329 | 10 | 0 | 0 | 0 | 1 | 0 | 0 | 0 | 0 | 0 | 0 | 0 | 0
CR12 | 2000s | 0-1499 | 3+ | 0 | 0 | 0 | 1 | 0 | 0 | 0 | 0 | 0 | 0 | 0 | 0 | 100% | Chan et al. [LBNL-5966E, August 2012; Eqn. 2 and Table 1] | CR12 | 2000s | 0-1499 | 3+ | 10.3842 | 10 | 0 | 0 | 0 | 1 | 0 | 0 | 0 | 0 | 0 | 0 | 0 | 0
CR12 | 2000s | 1500-2499 | 1 | 0 | 0 | 0 | 0 | 1 | 0 | 0 | 0 | 0 | 0 | 0 | 0 | 100% | Chan et al. [LBNL-5966E, August 2012; Eqn. 2 and Table 1] | CR12 | 2000s | 1500-2499 | 1 | 8.7105 | 8 | 0 | 0 | 0 | 0 | 1 | 0 | 0 | 0 | 0 | 0 | 0 | 0
CR12 | 2000s | 1500-2499 | 2 | 0 | 0 | 0 | 0 | 1 | 0 | 0 | 0 | 0 | 0 | 0 | 0 | 100% | Chan et al. [LBNL-5966E, August 2012; Eqn. 2 and Table 1] | CR12 | 2000s | 1500-2499 | 2 | 8.27 | 8 | 0 | 0 | 0 | 0 | 1 | 0 | 0 | 0 | 0 | 0 | 0 | 0
CR12 | 2000s | 1500-2499 | 3+ | 0 | 0 | 0 | 0 | 1 | 0 | 0 | 0 | 0 | 0 | 0 | 0 | 100% | Chan et al. [LBNL-5966E, August 2012; Eqn. 2 and Table 1] | CR12 | 2000s | 1500-2499 | 3+ | 8.5596 | 8 | 0 | 0 | 0 | 0 | 1 | 0 | 0 | 0 | 0 | 0 | 0 | 0
CR12 | 2000s | 2500-3499 | 1 | 0 | 0 | 0 | 0 | 0 | 1 | 0 | 0 | 0 | 0 | 0 | 0 | 100% | Chan et al. [LBNL-5966E, August 2012; Eqn. 2 and Table 1] | CR12 | 2000s | 2500-3499 | 1 | 7.18 | 7 | 0 | 0 | 0 | 0 | 0 | 1 | 0 | 0 | 0 | 0 | 0 | 0
CR12 | 2000s | 2500-3499 | 2 | 0 | 0 | 0 | 0 | 0 | 1 | 0 | 0 | 0 | 0 | 0 | 0 | 100% | Chan et al. [LBNL-5966E, August 2012; Eqn. 2 and Table 1] | CR12 | 2000s | 2500-3499 | 2 | 6.8169 | 7 | 0 | 0 | 0 | 0 | 0 | 1 | 0 | 0 | 0 | 0 | 0 | 0
CR12 | 2000s | 2500-3499 | 3+ | 0 | 0 | 0 | 0 | 0 | 1 | 0 | 0 | 0 | 0 | 0 | 0 | 100% | Chan et al. [LBNL-5966E, August 2012; Eqn. 2 and Table 1] | CR12 | 2000s | 2500-3499 | 3+ | 7.0556 | 7 | 0 | 0 | 0 | 0 | 0 | 1 | 0 | 0 | 0 | 0 | 0 | 0
CR12 | 2000s | 3500-4499 | 1 | 0 | 0 | 0 | 0 | 0 | 0 | 1 | 0 | 0 | 0 | 0 | 0 | 100% | Chan et al. [LBNL-5966E, August 2012; Eqn. 2 and Table 1] | CR12 | 2000s | 3500-4499 | 1 | 5.9184 | 6 | 0 | 0 | 0 | 0 | 0 | 0 | 1 | 0 | 0 | 0 | 0 | 0
CR12 | 2000s | 3500-4499 | 2 | 0 | 0 | 0 | 0 | 0 | 0 | 1 | 0 | 0 | 0 | 0 | 0 | 100% | Chan et al. [LBNL-5966E, August 2012; Eqn. 2 and Table 1] | CR12 | 2000s | 3500-4499 | 2 | 5.6191 | 6 | 0 | 0 | 0 | 0 | 0 | 0 | 1 | 0 | 0 | 0 | 0 | 0
CR12 | 2000s | 3500-4499 | 3+ | 0 | 0 | 0 | 0 | 0 | 0 | 1 | 0 | 0 | 0 | 0 | 0 | 100% | Chan et al. [LBNL-5966E, August 2012; Eqn. 2 and Table 1] | CR12 | 2000s | 3500-4499 | 3+ | 5.8159 | 6 | 0 | 0 | 0 | 0 | 0 | 0 | 1 | 0 | 0 | 0 | 0 | 0
CR12 | 2000s | 4500+ | 1 | 0 | 0 | 0 | 0 | 0 | 0 | 0 | 1 | 0 | 0 | 0 | 0 | 100% | Chan et al. [LBNL-5966E, August 2012; Eqn. 2 and Table 1] | CR12 | 2000s | 4500+ | 1 | 4.8785 | 5 | 0 | 0 | 0 | 0 | 0 | 0 | 0 | 1 | 0 | 0 | 0 | 0
CR12 | 2000s | 4500+ | 2 | 0 | 0 | 0 | 0 | 0 | 0 | 0 | 1 | 0 | 0 | 0 | 0 | 100% | Chan et al. [LBNL-5966E, August 2012; Eqn. 2 and Table 1] | CR12 | 2000s | 4500+ | 2 | 4.6318 | 5 | 0 | 0 | 0 | 0 | 0 | 0 | 0 | 1 | 0 | 0 | 0 | 0
CR12 | 2000s | 4500+ | 3+ | 0 | 0 | 0 | 0 | 0 | 0 | 0 | 1 | 0 | 0 | 0 | 0 | 100% | Chan et al. [LBNL-5966E, August 2012; Eqn. 2 and Table 1] | CR12 | 2000s | 4500+ | 3+ | 4.794 | 5 | 0 | 0 | 0 | 0 | 0 | 0 | 0 | 1 | 0 | 0 | 0 | 0
NO LONGER BEING USED.
Completed.
Add 25 ACH50 option to BEopt.

## Clg
[5 empty] | Central Air Conditioner | Central Air Conditioner | Central Air Conditioner | Central Air Conditioner | Central Air Conditioner | Room Air Conditioner | Room Air Conditioner | Room Air Conditioner
Location | Location Name | Vintage | Heating Fuel | No Air Conditioner | SEER 8 | SEER 10 | SEER 13 | SEER 15 | None | EER 8.5 | EER 10.7 | None | Check Sum | Source | hasASHP | not has ASHP
CR01 | Alaska | pre-1950 | Natural Gas | 100% | 0% | 0% | 0% | 0% | 100% | 0% | 0% | 100% | 100% | RECS, Engineering judgment
CR01 | Alaska | 1950s | Natural Gas | 100% | 0% | 0% | 0% | 0% | 100% | 0% | 0% | 100% | 100% | RECS, Engineering judgment
CR01 | Alaska | 1960s | Natural Gas | 100% | 0% | 0% | 0% | 0% | 100% | 0% | 0% | 100% | 100% | RECS, Engineering judgment
CR01 | Alaska | 1970s | Natural Gas | 65.7% | 2.218% | 10.28% | 6.566% | 1.166% | 79.77% | 4.687% | 9.375% | 85.94% | 100% | RECS, Engineering judgment
CR01 | Alaska | 1980s | Natural Gas | 100% | 0% | 0% | 0% | 0% | 100% | 0% | 0% | 100% | 100% | RECS, Engineering judgment
CR01 | Alaska | 1990s | Natural Gas | 73.54% | 0.8516% | 15.85% | 8.461% | 1.29% | 73.54% | 0% | 0% | 100% | 100% | RECS, Engineering judgment
CR01 | Alaska | 2000s | Natural Gas | 100% | 0% | 0% | 0% | 0% | 100% | 0% | 0% | 100% | 100% | RECS, Engineering judgment
CR02 | Upper Midwest | pre-1950 | Natural Gas | 23.08% | 3.235% | 25.99% | 17.51% | 2.988% | 50.28% | 9.065% | 18.13% | 72.8% | 100% | RECS, Engineering judgment
CR02 | Upper Midwest | 1950s | Natural Gas | 18.64% | 5.551% | 32.82% | 20.2% | 3.299% | 38.12% | 6.494% | 12.99% | 80.52% | 100% | RECS, Engineering judgment
CR02 | Upper Midwest | 1960s | Natural Gas | 13.59% | 6.768% | 40.12% | 26.05% | 4.62% | 22.44% | 2.948% | 5.896% | 91.16% | 100% | RECS, Engineering judgment
CR02 | Upper Midwest | 1970s | Natural Gas | 9.347% | 8.571% | 39.74% | 25.37% | 4.504% | 21.81% | 4.154% | 8.308% | 87.54% | 100% | RECS, Engineering judgment
CR02 | Upper Midwest | 1980s | Natural Gas | 11.44% | 12.46% | 40.29% | 26.38% | 4.756% | 16.11% | 1.558% | 3.116% | 95.33% | 100% | RECS, Engineering judgment
CR02 | Upper Midwest | 1990s | Natural Gas | 1.907% | 3.054% | 56.86% | 30.34% | 4.627% | 5.115% | 1.069% | 2.139% | 96.79% | 100% | RECS, Engineering judgment
CR02 | Upper Midwest | 2000s | Natural Gas | 5.542% | 0% | 45.19% | 43.56% | 5.702% | 5.542% | 0% | 0% | 100% | 100% | RECS, Engineering judgment
CR03 | Mountain North | pre-1950 | Natural Gas | 55.59% | 0.8184% | 6.575% | 4.429% | 0.7558% | 87.42% | 10.61% | 21.22% | 68.17% | 100% | RECS, Engineering judgment
CR03 | Mountain North | 1950s | Natural Gas | 58.81% | 2.174% | 12.86% | 7.912% | 1.292% | 75.77% | 5.651% | 11.3% | 83.05% | 100% | RECS, Engineering judgment
CR03 | Mountain North | 1960s | Natural Gas | 53.09% | 3.76% | 22.29% | 14.47% | 2.567% | 56.91% | 1.27% | 2.54% | 96.19% | 100% | RECS, Engineering judgment
CR03 | Mountain North | 1970s | Natural Gas | 39.5% | 4.937% | 22.89% | 14.62% | 2.594% | 54.96% | 5.153% | 10.31% | 84.54% | 100% | RECS, Engineering judgment
CR03 | Mountain North | 1980s | Natural Gas | 26.77% | 7.061% | 22.83% | 14.95% | 2.695% | 52.46% | 8.565% | 17.13% | 74.31% | 100% | RECS, Engineering judgment
CR03 | Mountain North | 1990s | Natural Gas | 31.5% | 2.081% | 38.74% | 20.67% | 3.153% | 35.35% | 1.285% | 2.569% | 96.15% | 100% | RECS, Engineering judgment
CR03 | Mountain North | 2000s | Natural Gas | 25.92% | 0% | 35.44% | 34.16% | 4.472% | 25.92% | 0% | 0% | 100% | 100% | RECS, Engineering judgment
CR04 | New England | pre-1950 | Natural Gas | 32.42% | 0.6411% | 5.15% | 3.469% | 0.592% | 90.15% | 19.24% | 38.48% | 42.27% | 100% | RECS, Engineering judgment
CR04 | New England | 1950s | Natural Gas | 39.41% | 1.4% | 8.276% | 5.093% | 0.8318% | 84.4% | 15% | 29.99% | 55.01% | 100% | RECS, Engineering judgment
CR04 | New England | 1960s | Natural Gas | 31.49% | 1.999% | 11.85% | 7.695% | 1.365% | 77.09% | 15.2% | 30.4% | 54.39% | 100% | RECS, Engineering judgment
CR04 | New England | 1970s | Natural Gas | 25.96% | 1.789% | 8.294% | 5.296% | 0.94% | 83.68% | 19.24% | 38.48% | 42.27% | 100% | RECS, Engineering judgment
CR04 | New England | 1980s | Natural Gas | 29.87% | 4.325% | 13.99% | 9.156% | 1.651% | 70.88% | 13.67% | 27.34% | 58.99% | 100% | RECS, Engineering judgment
CR04 | New England | 1990s | Natural Gas | 22.29% | 1.19% | 22.16% | 11.82% | 1.803% | 63.03% | 13.58% | 27.16% | 59.26% | 100% | RECS, Engineering judgment
CR04 | New England | 2000s | Natural Gas | 25.34% | 0% | 19.37% | 18.67% | 2.444% | 59.51% | 11.39% | 22.78% | 65.83% | 100% | RECS, Engineering judgment
CR05 | Great Lakes | pre-1950 | Natural Gas | 15.9% | 3.192% | 25.64% | 17.27% | 2.948% | 50.95% | 11.68% | 23.36% | 64.95% | 100% | RECS, Engineering judgment
CR05 | Great Lakes | 1950s | Natural Gas | 14.37% | 5.808% | 34.34% | 21.13% | 3.451% | 35.27% | 6.967% | 13.93% | 79.1% | 100% | RECS, Engineering judgment
CR05 | Great Lakes | 1960s | Natural Gas | 16.32% | 5.717% | 33.9% | 22.01% | 3.903% | 34.47% | 6.05% | 12.1% | 81.85% | 100% | RECS, Engineering judgment
CR05 | Great Lakes | 1970s | Natural Gas | 13.62% | 7.676% | 35.59% | 22.72% | 4.034% | 29.97% | 5.451% | 10.9% | 83.65% | 100% | RECS, Engineering judgment
CR05 | Great Lakes | 1980s | Natural Gas | 12.04% | 11.82% | 38.22% | 25.02% | 4.511% | 20.42% | 2.793% | 5.586% | 91.62% | 100% | RECS, Engineering judgment
CR05 | Great Lakes | 1990s | Natural Gas | 0% | 3.143% | 58.52% | 31.23% | 4.762% | 2.347% | 0.7823% | 1.565% | 97.65% | 100% | RECS, Engineering judgment
CR05 | Great Lakes | 2000s | Natural Gas | 4.792% | 0% | 44.28% | 42.68% | 5.587% | 7.453% | 0.8867% | 1.773% | 97.34% | 100% | RECS, Engineering judgment
CR06 | Pacific Northwest | pre-1950 | Natural Gas | 72.77% | 0% | 0% | 0% | 0% | 100% | 9.076% | 18.15% | 72.77% | 100% | RECS, Engineering judgment
CR06 | Pacific Northwest | 1950s | Natural Gas | 46.35% | 1.988% | 11.75% | 7.235% | 1.182% | 77.84% | 10.5% | 21% | 68.51% | 100% | RECS, Engineering judgment
CR06 | Pacific Northwest | 1960s | Natural Gas | 66.06% | 2.332% | 13.83% | 8.979% | 1.592% | 73.27% | 2.402% | 4.805% | 92.79% | 100% | RECS, Engineering judgment
CR06 | Pacific Northwest | 1970s | Natural Gas | 42.81% | 3.726% | 17.28% | 11.03% | 1.958% | 66.01% | 7.732% | 15.46% | 76.8% | 100% | RECS, Engineering judgment
CR06 | Pacific Northwest | 1980s | Natural Gas | 50.54% | 3.635% | 11.75% | 7.694% | 1.387% | 75.53% | 8.33% | 16.66% | 75.01% | 100% | RECS, Engineering judgment
CR06 | Pacific Northwest | 1990s | Natural Gas | 44.73% | 1.367% | 25.45% | 13.58% | 2.071% | 57.54% | 4.27% | 8.54% | 87.19% | 100% | RECS, Engineering judgment
CR06 | Pacific Northwest | 2000s | Natural Gas | 35.6% | 0% | 21.21% | 20.44% | 2.676% | 55.67% | 6.69% | 13.38% | 79.93% | 100% | RECS, Engineering judgment
CR07 | Mid Atlantic | pre-1950 | Natural Gas | 18.24% | 1.959% | 15.74% | 10.6% | 1.809% | 69.89% | 17.22% | 34.44% | 48.34% | 100% | RECS, Engineering judgment
CR07 | Mid Atlantic | 1950s | Natural Gas | 12.65% | 4.275% | 25.27% | 15.56% | 2.54% | 52.36% | 13.24% | 26.47% | 60.29% | 100% | RECS, Engineering judgment
CR07 | Mid Atlantic | 1960s | Natural Gas | 19.16% | 4.898% | 29.04% | 18.86% | 3.344% | 43.86% | 8.234% | 16.47% | 75.3% | 100% | RECS, Engineering judgment
CR07 | Mid Atlantic | 1970s | Natural Gas | 9.499% | 7.266% | 33.69% | 21.51% | 3.818% | 33.72% | 8.073% | 16.15% | 75.78% | 100% | RECS, Engineering judgment
CR07 | Mid Atlantic | 1980s | Natural Gas | 14.34% | 9.695% | 31.35% | 20.52% | 3.7% | 34.73% | 6.799% | 13.6% | 79.6% | 100% | RECS, Engineering judgment
CR07 | Mid Atlantic | 1990s | Natural Gas | 9.15% | 2.535% | 47.19% | 25.19% | 3.841% | 21.25% | 4.032% | 8.064% | 87.9% | 100% | RECS, Engineering judgment
CR07 | Mid Atlantic | 2000s | Natural Gas | 4.977% | 0% | 42.96% | 41.41% | 5.42% | 10.21% | 1.744% | 3.488% | 94.77% | 100% | RECS, Engineering judgment
CR08 | Zone 4A | pre-1950 | Natural Gas | 11.59% | 3.641% | 29.25% | 19.7% | 3.363% | 44.04% | 10.81% | 21.63% | 67.56% | 100% | RECS, Engineering judgment
CR08 | Zone 4A | 1950s | Natural Gas | 4.481% | 6.642% | 39.27% | 24.17% | 3.947% | 25.97% | 7.163% | 14.33% | 78.51% | 100% | RECS, Engineering judgment
CR08 | Zone 4A | 1960s | Natural Gas | 5.282% | 7.04% | 41.74% | 27.1% | 4.806% | 19.32% | 4.678% | 9.356% | 85.97% | 100% | RECS, Engineering judgment
CR08 | Zone 4A | 1970s | Natural Gas | 1.373% | 9.787% | 45.38% | 28.97% | 5.143% | 10.72% | 3.114% | 6.229% | 90.66% | 100% | RECS, Engineering judgment
CR08 | Zone 4A | 1980s | Natural Gas | 5.157% | 13.25% | 42.84% | 28.04% | 5.056% | 10.81% | 1.885% | 3.771% | 94.34% | 100% | RECS, Engineering judgment
CR08 | Zone 4A | 1990s | Natural Gas | 0.5832% | 3.064% | 57.03% | 30.44% | 4.641% | 4.824% | 1.413% | 2.827% | 95.76% | 100% | RECS, Engineering judgment
CR08 | Zone 4A | 2000s | Natural Gas | 0.1993% | 0% | 46.39% | 44.72% | 5.853% | 3.034% | 0.9448% | 1.89% | 97.17% | 100% | RECS, Engineering judgment
CR09 | Southeast | pre-1950 | Natural Gas | 6.459% | 3.718% | 29.87% | 20.12% | 3.434% | 42.86% | 12.14% | 24.27% | 63.59% | 100% | RECS, Engineering judgment
CR09 | Southeast | 1950s | Natural Gas | 6.776% | 5.925% | 35.03% | 21.56% | 3.521% | 33.96% | 9.063% | 18.13% | 72.81% | 100% | RECS, Engineering judgment
CR09 | Southeast | 1960s | Natural Gas | 3.193% | 6.837% | 40.53% | 26.32% | 4.667% | 21.65% | 6.151% | 12.3% | 81.55% | 100% | RECS, Engineering judgment
CR09 | Southeast | 1970s | Natural Gas | 2.547% | 9.567% | 44.36% | 28.32% | 5.027% | 12.72% | 3.393% | 6.785% | 89.82% | 100% | RECS, Engineering judgment
CR09 | Southeast | 1980s | Natural Gas | 2.519% | 12.96% | 41.91% | 27.44% | 4.946% | 12.74% | 3.408% | 6.817% | 89.77% | 100% | RECS, Engineering judgment
CR09 | Southeast | 1990s | Natural Gas | 0.6768% | 3.08% | 57.33% | 30.6% | 4.666% | 4.329% | 1.217% | 2.435% | 96.35% | 100% | RECS, Engineering judgment
CR09 | Southeast | 2000s | Natural Gas | 1.682% | 0% | 46.04% | 44.38% | 5.809% | 3.774% | 0.6972% | 1.394% | 97.91% | 100% | RECS, Engineering judgment
CR10 | Southwest | pre-1950 | Natural Gas | 32.55% | 2.443% | 19.62% | 13.22% | 2.256% | 62.46% | 9.969% | 19.94% | 70.09% | 100% | RECS, Engineering judgment
CR10 | Southwest | 1950s | Natural Gas | 44.68% | 3.49% | 20.63% | 12.7% | 2.074% | 61.11% | 5.475% | 10.95% | 83.57% | 100% | RECS, Engineering judgment
CR10 | Southwest | 1960s | Natural Gas | 15.92% | 6.195% | 36.73% | 23.85% | 4.229% | 29% | 4.36% | 8.719% | 86.92% | 100% | RECS, Engineering judgment
CR10 | Southwest | 1970s | Natural Gas | 24.79% | 7.531% | 34.92% | 22.29% | 3.957% | 31.3% | 2.169% | 4.337% | 93.49% | 100% | RECS, Engineering judgment
CR10 | Southwest | 1980s | Natural Gas | 19.32% | 11.04% | 35.71% | 23.38% | 4.215% | 25.65% | 2.111% | 4.222% | 93.67% | 100% | RECS, Engineering judgment
CR10 | Southwest | 1990s | Natural Gas | 9.346% | 2.833% | 52.74% | 28.15% | 4.292% | 11.98% | 0.8786% | 1.757% | 97.36% | 100% | RECS, Engineering judgment
CR10 | Southwest | 2000s | Natural Gas | 11.33% | 0% | 41.97% | 40.45% | 5.295% | 12.29% | 0.3192% | 0.6383% | 99.04% | 100% | RECS, Engineering judgment
CR11 | California | pre-1950 | Natural Gas | 55.24% | 1.581% | 12.7% | 8.557% | 1.46% | 75.7% | 6.818% | 13.64% | 79.54% | 100% | RECS, Engineering judgment
CR11 | California | 1950s | Natural Gas | 39.35% | 3.697% | 21.86% | 13.45% | 2.197% | 58.8% | 6.481% | 12.96% | 80.56% | 100% | RECS, Engineering judgment
CR11 | California | 1960s | Natural Gas | 40.54% | 3.685% | 21.85% | 14.19% | 2.516% | 57.77% | 5.743% | 11.49% | 82.77% | 100% | RECS, Engineering judgment
CR11 | California | 1970s | Natural Gas | 38.23% | 5.714% | 26.49% | 16.91% | 3.002% | 47.88% | 3.216% | 6.432% | 90.35% | 100% | RECS, Engineering judgment
CR11 | California | 1980s | Natural Gas | 30.71% | 8.568% | 27.71% | 18.14% | 3.27% | 42.32% | 3.871% | 7.741% | 88.39% | 100% | RECS, Engineering judgment
CR11 | California | 1990s | Natural Gas | 30.73% | 2.091% | 38.93% | 20.78% | 3.169% | 35.03% | 1.431% | 2.862% | 95.71% | 100% | RECS, Engineering judgment
CR11 | California | 2000s | Natural Gas | 19.57% | 0% | 37.09% | 35.75% | 4.679% | 22.49% | 0.9708% | 1.942% | 97.09% | 100% | RECS, Engineering judgment
CR12 | Hawaii | pre-1950 | Natural Gas | 23.66% | 0% | 0% | 0% | 0% | 100% | 25.45% | 50.9% | 23.66% | 100% | RECS, Engineering judgment
CR12 | Hawaii | 1950s | Natural Gas | 66.67% | 0% | 0% | 0% | 0% | 100% | 11.11% | 22.22% | 66.67% | 100% | RECS, Engineering judgment
CR12 | Hawaii | 1960s | Natural Gas | 0% | 0% | 0% | 0% | 0% | 100% | 33.33% | 66.67% | 0% | 100% | RECS, Engineering judgment
CR12 | Hawaii | 1970s | Natural Gas | 41.04% | 0% | 0% | 0% | 0% | 100% | 19.65% | 39.31% | 41.04% | 100% | RECS, Engineering judgment
CR12 | Hawaii | 1980s | Natural Gas | 81.66% | 0% | 0% | 0% | 0% | 100% | 6.113% | 12.23% | 81.66% | 100% | RECS, Engineering judgment
CR12 | Hawaii | 1990s | Natural Gas | 42.87% | 0.613% | 11.41% | 6.09% | 0.9287% | 80.96% | 12.7% | 25.39% | 61.91% | 100% | RECS, Engineering judgment
CR12 | Hawaii | 2000s | Natural Gas | 100% | 0% | 0% | 0% | 0% | 100% | 0% | 0% | 100% | 100% | RECS, Engineering judgment
CR01 | Alaska | pre-1950 | Propane/LPG | 100% | 0% | 0% | 0% | 0% | 100% | 0% | 0% | 100% | 100% | RECS, Engineering judgment
CR01 | Alaska | 1950s | Propane/LPG | 100% | 0% | 0% | 0% | 0% | 100% | 0% | 0% | 100% | 100% | RECS, Engineering judgment
CR01 | Alaska | 1960s | Propane/LPG | 100% | 0% | 0% | 0% | 0% | 100% | 0% | 0% | 100% | 100% | RECS, Engineering judgment
CR01 | Alaska | 1970s | Propane/LPG | 65.7% | 2.218% | 10.28% | 6.566% | 1.166% | 79.77% | 4.687% | 9.375% | 85.94% | 100% | RECS, Engineering judgment
CR01 | Alaska | 1980s | Propane/LPG | 100% | 0% | 0% | 0% | 0% | 100% | 0% | 0% | 100% | 100% | RECS, Engineering judgment
CR01 | Alaska | 1990s | Propane/LPG | 73.54% | 0.8516% | 15.85% | 8.461% | 1.29% | 73.54% | 0% | 0% | 100% | 100% | RECS, Engineering judgment
CR01 | Alaska | 2000s | Propane/LPG | 100% | 0% | 0% | 0% | 0% | 100% | 0% | 0% | 100% | 100% | RECS, Engineering judgment
CR02 | Upper Midwest | pre-1950 | Propane/LPG | 23.08% | 3.235% | 25.99% | 17.51% | 2.988% | 50.28% | 9.065% | 18.13% | 72.8% | 100% | RECS, Engineering judgment
CR02 | Upper Midwest | 1950s | Propane/LPG | 18.64% | 5.551% | 32.82% | 20.2% | 3.299% | 38.12% | 6.494% | 12.99% | 80.52% | 100% | RECS, Engineering judgment
CR02 | Upper Midwest | 1960s | Propane/LPG | 13.59% | 6.768% | 40.12% | 26.05% | 4.62% | 22.44% | 2.948% | 5.896% | 91.16% | 100% | RECS, Engineering judgment
CR02 | Upper Midwest | 1970s | Propane/LPG | 9.347% | 8.571% | 39.74% | 25.37% | 4.504% | 21.81% | 4.154% | 8.308% | 87.54% | 100% | RECS, Engineering judgment
CR02 | Upper Midwest | 1980s | Propane/LPG | 11.44% | 12.46% | 40.29% | 26.38% | 4.756% | 16.11% | 1.558% | 3.116% | 95.33% | 100% | RECS, Engineering judgment
CR02 | Upper Midwest | 1990s | Propane/LPG | 1.907% | 3.054% | 56.86% | 30.34% | 4.627% | 5.115% | 1.069% | 2.139% | 96.79% | 100% | RECS, Engineering judgment
CR02 | Upper Midwest | 2000s | Propane/LPG | 5.542% | 0% | 45.19% | 43.56% | 5.702% | 5.542% | 0% | 0% | 100% | 100% | RECS, Engineering judgment
CR03 | Mountain North | pre-1950 | Propane/LPG | 55.59% | 0.8184% | 6.575% | 4.429% | 0.7558% | 87.42% | 10.61% | 21.22% | 68.17% | 100% | RECS, Engineering judgment
CR03 | Mountain North | 1950s | Propane/LPG | 58.81% | 2.174% | 12.86% | 7.912% | 1.292% | 75.77% | 5.651% | 11.3% | 83.05% | 100% | RECS, Engineering judgment
CR03 | Mountain North | 1960s | Propane/LPG | 53.09% | 3.76% | 22.29% | 14.47% | 2.567% | 56.91% | 1.27% | 2.54% | 96.19% | 100% | RECS, Engineering judgment
CR03 | Mountain North | 1970s | Propane/LPG | 39.5% | 4.937% | 22.89% | 14.62% | 2.594% | 54.96% | 5.153% | 10.31% | 84.54% | 100% | RECS, Engineering judgment
CR03 | Mountain North | 1980s | Propane/LPG | 26.77% | 7.061% | 22.83% | 14.95% | 2.695% | 52.46% | 8.565% | 17.13% | 74.31% | 100% | RECS, Engineering judgment
CR03 | Mountain North | 1990s | Propane/LPG | 31.5% | 2.081% | 38.74% | 20.67% | 3.153% | 35.35% | 1.285% | 2.569% | 96.15% | 100% | RECS, Engineering judgment
CR03 | Mountain North | 2000s | Propane/LPG | 25.92% | 0% | 35.44% | 34.16% | 4.472% | 25.92% | 0% | 0% | 100% | 100% | RECS, Engineering judgment
CR04 | New England | pre-1950 | Propane/LPG | 32.42% | 0.6411% | 5.15% | 3.469% | 0.592% | 90.15% | 19.24% | 38.48% | 42.27% | 100% | RECS, Engineering judgment
CR04 | New England | 1950s | Propane/LPG | 39.41% | 1.4% | 8.276% | 5.093% | 0.8318% | 84.4% | 15% | 29.99% | 55.01% | 100% | RECS, Engineering judgment
CR04 | New England | 1960s | Propane/LPG | 31.49% | 1.999% | 11.85% | 7.695% | 1.365% | 77.09% | 15.2% | 30.4% | 54.39% | 100% | RECS, Engineering judgment
CR04 | New England | 1970s | Propane/LPG | 25.96% | 1.789% | 8.294% | 5.296% | 0.94% | 83.68% | 19.24% | 38.48% | 42.27% | 100% | RECS, Engineering judgment
CR04 | New England | 1980s | Propane/LPG | 29.87% | 4.325% | 13.99% | 9.156% | 1.651% | 70.88% | 13.67% | 27.34% | 58.99% | 100% | RECS, Engineering judgment
CR04 | New England | 1990s | Propane/LPG | 22.29% | 1.19% | 22.16% | 11.82% | 1.803% | 63.03% | 13.58% | 27.16% | 59.26% | 100% | RECS, Engineering judgment
CR04 | New England | 2000s | Propane/LPG | 25.34% | 0% | 19.37% | 18.67% | 2.444% | 59.51% | 11.39% | 22.78% | 65.83% | 100% | RECS, Engineering judgment
CR05 | Great Lakes | pre-1950 | Propane/LPG | 15.9% | 3.192% | 25.64% | 17.27% | 2.948% | 50.95% | 11.68% | 23.36% | 64.95% | 100% | RECS, Engineering judgment
CR05 | Great Lakes | 1950s | Propane/LPG | 14.37% | 5.808% | 34.34% | 21.13% | 3.451% | 35.27% | 6.967% | 13.93% | 79.1% | 100% | RECS, Engineering judgment
CR05 | Great Lakes | 1960s | Propane/LPG | 16.32% | 5.717% | 33.9% | 22.01% | 3.903% | 34.47% | 6.05% | 12.1% | 81.85% | 100% | RECS, Engineering judgment
CR05 | Great Lakes | 1970s | Propane/LPG | 13.62% | 7.676% | 35.59% | 22.72% | 4.034% | 29.97% | 5.451% | 10.9% | 83.65% | 100% | RECS, Engineering judgment
CR05 | Great Lakes | 1980s | Propane/LPG | 12.04% | 11.82% | 38.22% | 25.02% | 4.511% | 20.42% | 2.793% | 5.586% | 91.62% | 100% | RECS, Engineering judgment
CR05 | Great Lakes | 1990s | Propane/LPG | 0% | 3.143% | 58.52% | 31.23% | 4.762% | 2.347% | 0.7823% | 1.565% | 97.65% | 100% | RECS, Engineering judgment
CR05 | Great Lakes | 2000s | Propane/LPG | 4.792% | 0% | 44.28% | 42.68% | 5.587% | 7.453% | 0.8867% | 1.773% | 97.34% | 100% | RECS, Engineering judgment
CR06 | Pacific Northwest | pre-1950 | Propane/LPG | 72.77% | 0% | 0% | 0% | 0% | 100% | 9.076% | 18.15% | 72.77% | 100% | RECS, Engineering judgment
CR06 | Pacific Northwest | 1950s | Propane/LPG | 46.35% | 1.988% | 11.75% | 7.235% | 1.182% | 77.84% | 10.5% | 21% | 68.51% | 100% | RECS, Engineering judgment
CR06 | Pacific Northwest | 1960s | Propane/LPG | 66.06% | 2.332% | 13.83% | 8.979% | 1.592% | 73.27% | 2.402% | 4.805% | 92.79% | 100% | RECS, Engineering judgment
CR06 | Pacific Northwest | 1970s | Propane/LPG | 42.81% | 3.726% | 17.28% | 11.03% | 1.958% | 66.01% | 7.732% | 15.46% | 76.8% | 100% | RECS, Engineering judgment
CR06 | Pacific Northwest | 1980s | Propane/LPG | 50.54% | 3.635% | 11.75% | 7.694% | 1.387% | 75.53% | 8.33% | 16.66% | 75.01% | 100% | RECS, Engineering judgment
CR06 | Pacific Northwest | 1990s | Propane/LPG | 44.73% | 1.367% | 25.45% | 13.58% | 2.071% | 57.54% | 4.27% | 8.54% | 87.19% | 100% | RECS, Engineering judgment
CR06 | Pacific Northwest | 2000s | Propane/LPG | 35.6% | 0% | 21.21% | 20.44% | 2.676% | 55.67% | 6.69% | 13.38% | 79.93% | 100% | RECS, Engineering judgment
CR07 | Mid Atlantic | pre-1950 | Propane/LPG | 18.24% | 1.959% | 15.74% | 10.6% | 1.809% | 69.89% | 17.22% | 34.44% | 48.34% | 100% | RECS, Engineering judgment
CR07 | Mid Atlantic | 1950s | Propane/LPG | 12.65% | 4.275% | 25.27% | 15.56% | 2.54% | 52.36% | 13.24% | 26.47% | 60.29% | 100% | RECS, Engineering judgment
CR07 | Mid Atlantic | 1960s | Propane/LPG | 19.16% | 4.898% | 29.04% | 18.86% | 3.344% | 43.86% | 8.234% | 16.47% | 75.3% | 100% | RECS, Engineering judgment
CR07 | Mid Atlantic | 1970s | Propane/LPG | 9.499% | 7.266% | 33.69% | 21.51% | 3.818% | 33.72% | 8.073% | 16.15% | 75.78% | 100% | RECS, Engineering judgment
CR07 | Mid Atlantic | 1980s | Propane/LPG | 14.34% | 9.695% | 31.35% | 20.52% | 3.7% | 34.73% | 6.799% | 13.6% | 79.6% | 100% | RECS, Engineering judgment
CR07 | Mid Atlantic | 1990s | Propane/LPG | 9.15% | 2.535% | 47.19% | 25.19% | 3.841% | 21.25% | 4.032% | 8.064% | 87.9% | 100% | RECS, Engineering judgment
CR07 | Mid Atlantic | 2000s | Propane/LPG | 4.977% | 0% | 42.96% | 41.41% | 5.42% | 10.21% | 1.744% | 3.488% | 94.77% | 100% | RECS, Engineering judgment
CR08 | Zone 4A | pre-1950 | Propane/LPG | 11.59% | 3.641% | 29.25% | 19.7% | 3.363% | 44.04% | 10.81% | 21.63% | 67.56% | 100% | RECS, Engineering judgment
CR08 | Zone 4A | 1950s | Propane/LPG | 4.481% | 6.642% | 39.27% | 24.17% | 3.947% | 25.97% | 7.163% | 14.33% | 78.51% | 100% | RECS, Engineering judgment
CR08 | Zone 4A | 1960s | Propane/LPG | 5.282% | 7.04% | 41.74% | 27.1% | 4.806% | 19.32% | 4.678% | 9.356% | 85.97% | 100% | RECS, Engineering judgment
CR08 | Zone 4A | 1970s | Propane/LPG | 1.373% | 9.787% | 45.38% | 28.97% | 5.143% | 10.72% | 3.114% | 6.229% | 90.66% | 100% | RECS, Engineering judgment
CR08 | Zone 4A | 1980s | Propane/LPG | 5.157% | 13.25% | 42.84% | 28.04% | 5.056% | 10.81% | 1.885% | 3.771% | 94.34% | 100% | RECS, Engineering judgment
CR08 | Zone 4A | 1990s | Propane/LPG | 0.5832% | 3.064% | 57.03% | 30.44% | 4.641% | 4.824% | 1.413% | 2.827% | 95.76% | 100% | RECS, Engineering judgment
CR08 | Zone 4A | 2000s | Propane/LPG | 0.1993% | 0% | 46.39% | 44.72% | 5.853% | 3.034% | 0.9448% | 1.89% | 97.17% | 100% | RECS, Engineering judgment
CR09 | Southeast | pre-1950 | Propane/LPG | 6.459% | 3.718% | 29.87% | 20.12% | 3.434% | 42.86% | 12.14% | 24.27% | 63.59% | 100% | RECS, Engineering judgment
CR09 | Southeast | 1950s | Propane/LPG | 6.776% | 5.925% | 35.03% | 21.56% | 3.521% | 33.96% | 9.063% | 18.13% | 72.81% | 100% | RECS, Engineering judgment
CR09 | Southeast | 1960s | Propane/LPG | 3.193% | 6.837% | 40.53% | 26.32% | 4.667% | 21.65% | 6.151% | 12.3% | 81.55% | 100% | RECS, Engineering judgment
CR09 | Southeast | 1970s | Propane/LPG | 2.547% | 9.567% | 44.36% | 28.32% | 5.027% | 12.72% | 3.393% | 6.785% | 89.82% | 100% | RECS, Engineering judgment
CR09 | Southeast | 1980s | Propane/LPG | 2.519% | 12.96% | 41.91% | 27.44% | 4.946% | 12.74% | 3.408% | 6.817% | 89.77% | 100% | RECS, Engineering judgment
CR09 | Southeast | 1990s | Propane/LPG | 0.6768% | 3.08% | 57.33% | 30.6% | 4.666% | 4.329% | 1.217% | 2.435% | 96.35% | 100% | RECS, Engineering judgment
CR09 | Southeast | 2000s | Propane/LPG | 1.682% | 0% | 46.04% | 44.38% | 5.809% | 3.774% | 0.6972% | 1.394% | 97.91% | 100% | RECS, Engineering judgment
CR10 | Southwest | pre-1950 | Propane/LPG | 32.55% | 2.443% | 19.62% | 13.22% | 2.256% | 62.46% | 9.969% | 19.94% | 70.09% | 100% | RECS, Engineering judgment
CR10 | Southwest | 1950s | Propane/LPG | 44.68% | 3.49% | 20.63% | 12.7% | 2.074% | 61.11% | 5.475% | 10.95% | 83.57% | 100% | RECS, Engineering judgment
CR10 | Southwest | 1960s | Propane/LPG | 15.92% | 6.195% | 36.73% | 23.85% | 4.229% | 29% | 4.36% | 8.719% | 86.92% | 100% | RECS, Engineering judgment
CR10 | Southwest | 1970s | Propane/LPG | 24.79% | 7.531% | 34.92% | 22.29% | 3.957% | 31.3% | 2.169% | 4.337% | 93.49% | 100% | RECS, Engineering judgment
CR10 | Southwest | 1980s | Propane/LPG | 19.32% | 11.04% | 35.71% | 23.38% | 4.215% | 25.65% | 2.111% | 4.222% | 93.67% | 100% | RECS, Engineering judgment
CR10 | Southwest | 1990s | Propane/LPG | 9.346% | 2.833% | 52.74% | 28.15% | 4.292% | 11.98% | 0.8786% | 1.757% | 97.36% | 100% | RECS, Engineering judgment
CR10 | Southwest | 2000s | Propane/LPG | 11.33% | 0% | 41.97% | 40.45% | 5.295% | 12.29% | 0.3192% | 0.6383% | 99.04% | 100% | RECS, Engineering judgment
CR11 | California | pre-1950 | Propane/LPG | 55.24% | 1.581% | 12.7% | 8.557% | 1.46% | 75.7% | 6.818% | 13.64% | 79.54% | 100% | RECS, Engineering judgment
CR11 | California | 1950s | Propane/LPG | 39.35% | 3.697% | 21.86% | 13.45% | 2.197% | 58.8% | 6.481% | 12.96% | 80.56% | 100% | RECS, Engineering judgment
CR11 | California | 1960s | Propane/LPG | 40.54% | 3.685% | 21.85% | 14.19% | 2.516% | 57.77% | 5.743% | 11.49% | 82.77% | 100% | RECS, Engineering judgment
CR11 | California | 1970s | Propane/LPG | 38.23% | 5.714% | 26.49% | 16.91% | 3.002% | 47.88% | 3.216% | 6.432% | 90.35% | 100% | RECS, Engineering judgment
CR11 | California | 1980s | Propane/LPG | 30.71% | 8.568% | 27.71% | 18.14% | 3.27% | 42.32% | 3.871% | 7.741% | 88.39% | 100% | RECS, Engineering judgment
CR11 | California | 1990s | Propane/LPG | 30.73% | 2.091% | 38.93% | 20.78% | 3.169% | 35.03% | 1.431% | 2.862% | 95.71% | 100% | RECS, Engineering judgment
CR11 | California | 2000s | Propane/LPG | 19.57% | 0% | 37.09% | 35.75% | 4.679% | 22.49% | 0.9708% | 1.942% | 97.09% | 100% | RECS, Engineering judgment
CR12 | Hawaii | pre-1950 | Propane/LPG | 23.66% | 0% | 0% | 0% | 0% | 100% | 25.45% | 50.9% | 23.66% | 100% | RECS, Engineering judgment
CR12 | Hawaii | 1950s | Propane/LPG | 66.67% | 0% | 0% | 0% | 0% | 100% | 11.11% | 22.22% | 66.67% | 100% | RECS, Engineering judgment
CR12 | Hawaii | 1960s | Propane/LPG | 0% | 0% | 0% | 0% | 0% | 100% | 33.33% | 66.67% | 0% | 100% | RECS, Engineering judgment
CR12 | Hawaii | 1970s | Propane/LPG | 41.04% | 0% | 0% | 0% | 0% | 100% | 19.65% | 39.31% | 41.04% | 100% | RECS, Engineering judgment
CR12 | Hawaii | 1980s | Propane/LPG | 81.66% | 0% | 0% | 0% | 0% | 100% | 6.113% | 12.23% | 81.66% | 100% | RECS, Engineering judgment
CR12 | Hawaii | 1990s | Propane/LPG | 42.87% | 0.613% | 11.41% | 6.09% | 0.9287% | 80.96% | 12.7% | 25.39% | 61.91% | 100% | RECS, Engineering judgment
CR12 | Hawaii | 2000s | Propane/LPG | 100% | 0% | 0% | 0% | 0% | 100% | 0% | 0% | 100% | 100% | RECS, Engineering judgment
CR01 | Alaska | pre-1950 | Fuel Oil | 100% | 0% | 0% | 0% | 0% | 100% | 0% | 0% | 100% | 100% | RECS, Engineering judgment
CR01 | Alaska | 1950s | Fuel Oil | 100% | 0% | 0% | 0% | 0% | 100% | 0% | 0% | 100% | 100% | RECS, Engineering judgment
CR01 | Alaska | 1960s | Fuel Oil | 100% | 0% | 0% | 0% | 0% | 100% | 0% | 0% | 100% | 100% | RECS, Engineering judgment
CR01 | Alaska | 1970s | Fuel Oil | 65.7% | 2.218% | 10.28% | 6.566% | 1.166% | 79.77% | 4.687% | 9.375% | 85.94% | 100% | RECS, Engineering judgment
CR01 | Alaska | 1980s | Fuel Oil | 100% | 0% | 0% | 0% | 0% | 100% | 0% | 0% | 100% | 100% | RECS, Engineering judgment
CR01 | Alaska | 1990s | Fuel Oil | 73.54% | 0.8516% | 15.85% | 8.461% | 1.29% | 73.54% | 0% | 0% | 100% | 100% | RECS, Engineering judgment
CR01 | Alaska | 2000s | Fuel Oil | 100% | 0% | 0% | 0% | 0% | 100% | 0% | 0% | 100% | 100% | RECS, Engineering judgment
CR02 | Upper Midwest | pre-1950 | Fuel Oil | 23.08% | 3.235% | 25.99% | 17.51% | 2.988% | 50.28% | 9.065% | 18.13% | 72.8% | 100% | RECS, Engineering judgment
CR02 | Upper Midwest | 1950s | Fuel Oil | 18.64% | 5.551% | 32.82% | 20.2% | 3.299% | 38.12% | 6.494% | 12.99% | 80.52% | 100% | RECS, Engineering judgment
CR02 | Upper Midwest | 1960s | Fuel Oil | 13.59% | 6.768% | 40.12% | 26.05% | 4.62% | 22.44% | 2.948% | 5.896% | 91.16% | 100% | RECS, Engineering judgment
CR02 | Upper Midwest | 1970s | Fuel Oil | 9.347% | 8.571% | 39.74% | 25.37% | 4.504% | 21.81% | 4.154% | 8.308% | 87.54% | 100% | RECS, Engineering judgment
CR02 | Upper Midwest | 1980s | Fuel Oil | 11.44% | 12.46% | 40.29% | 26.38% | 4.756% | 16.11% | 1.558% | 3.116% | 95.33% | 100% | RECS, Engineering judgment
CR02 | Upper Midwest | 1990s | Fuel Oil | 1.907% | 3.054% | 56.86% | 30.34% | 4.627% | 5.115% | 1.069% | 2.139% | 96.79% | 100% | RECS, Engineering judgment
CR02 | Upper Midwest | 2000s | Fuel Oil | 5.542% | 0% | 45.19% | 43.56% | 5.702% | 5.542% | 0% | 0% | 100% | 100% | RECS, Engineering judgment
CR03 | Mountain North | pre-1950 | Fuel Oil | 55.59% | 0.8184% | 6.575% | 4.429% | 0.7558% | 87.42% | 10.61% | 21.22% | 68.17% | 100% | RECS, Engineering judgment
CR03 | Mountain North | 1950s | Fuel Oil | 58.81% | 2.174% | 12.86% | 7.912% | 1.292% | 75.77% | 5.651% | 11.3% | 83.05% | 100% | RECS, Engineering judgment
CR03 | Mountain North | 1960s | Fuel Oil | 53.09% | 3.76% | 22.29% | 14.47% | 2.567% | 56.91% | 1.27% | 2.54% | 96.19% | 100% | RECS, Engineering judgment
CR03 | Mountain North | 1970s | Fuel Oil | 39.5% | 4.937% | 22.89% | 14.62% | 2.594% | 54.96% | 5.153% | 10.31% | 84.54% | 100% | RECS, Engineering judgment
CR03 | Mountain North | 1980s | Fuel Oil | 26.77% | 7.061% | 22.83% | 14.95% | 2.695% | 52.46% | 8.565% | 17.13% | 74.31% | 100% | RECS, Engineering judgment
CR03 | Mountain North | 1990s | Fuel Oil | 31.5% | 2.081% | 38.74% | 20.67% | 3.153% | 35.35% | 1.285% | 2.569% | 96.15% | 100% | RECS, Engineering judgment
CR03 | Mountain North | 2000s | Fuel Oil | 25.92% | 0% | 35.44% | 34.16% | 4.472% | 25.92% | 0% | 0% | 100% | 100% | RECS, Engineering judgment
CR04 | New England | pre-1950 | Fuel Oil | 32.42% | 0.6411% | 5.15% | 3.469% | 0.592% | 90.15% | 19.24% | 38.48% | 42.27% | 100% | RECS, Engineering judgment
CR04 | New England | 1950s | Fuel Oil | 39.41% | 1.4% | 8.276% | 5.093% | 0.8318% | 84.4% | 15% | 29.99% | 55.01% | 100% | RECS, Engineering judgment
CR04 | New England | 1960s | Fuel Oil | 31.49% | 1.999% | 11.85% | 7.695% | 1.365% | 77.09% | 15.2% | 30.4% | 54.39% | 100% | RECS, Engineering judgment
CR04 | New England | 1970s | Fuel Oil | 25.96% | 1.789% | 8.294% | 5.296% | 0.94% | 83.68% | 19.24% | 38.48% | 42.27% | 100% | RECS, Engineering judgment
CR04 | New England | 1980s | Fuel Oil | 29.87% | 4.325% | 13.99% | 9.156% | 1.651% | 70.88% | 13.67% | 27.34% | 58.99% | 100% | RECS, Engineering judgment
CR04 | New England | 1990s | Fuel Oil | 22.29% | 1.19% | 22.16% | 11.82% | 1.803% | 63.03% | 13.58% | 27.16% | 59.26% | 100% | RECS, Engineering judgment
CR04 | New England | 2000s | Fuel Oil | 25.34% | 0% | 19.37% | 18.67% | 2.444% | 59.51% | 11.39% | 22.78% | 65.83% | 100% | RECS, Engineering judgment
CR05 | Great Lakes | pre-1950 | Fuel Oil | 15.9% | 3.192% | 25.64% | 17.27% | 2.948% | 50.95% | 11.68% | 23.36% | 64.95% | 100% | RECS, Engineering judgment
CR05 | Great Lakes | 1950s | Fuel Oil | 14.37% | 5.808% | 34.34% | 21.13% | 3.451% | 35.27% | 6.967% | 13.93% | 79.1% | 100% | RECS, Engineering judgment
CR05 | Great Lakes | 1960s | Fuel Oil | 16.32% | 5.717% | 33.9% | 22.01% | 3.903% | 34.47% | 6.05% | 12.1% | 81.85% | 100% | RECS, Engineering judgment
CR05 | Great Lakes | 1970s | Fuel Oil | 13.62% | 7.676% | 35.59% | 22.72% | 4.034% | 29.97% | 5.451% | 10.9% | 83.65% | 100% | RECS, Engineering judgment
CR05 | Great Lakes | 1980s | Fuel Oil | 12.04% | 11.82% | 38.22% | 25.02% | 4.511% | 20.42% | 2.793% | 5.586% | 91.62% | 100% | RECS, Engineering judgment
CR05 | Great Lakes | 1990s | Fuel Oil | 0% | 3.143% | 58.52% | 31.23% | 4.762% | 2.347% | 0.7823% | 1.565% | 97.65% | 100% | RECS, Engineering judgment
CR05 | Great Lakes | 2000s | Fuel Oil | 4.792% | 0% | 44.28% | 42.68% | 5.587% | 7.453% | 0.8867% | 1.773% | 97.34% | 100% | RECS, Engineering judgment
CR06 | Pacific Northwest | pre-1950 | Fuel Oil | 72.77% | 0% | 0% | 0% | 0% | 100% | 9.076% | 18.15% | 72.77% | 100% | RECS, Engineering judgment
CR06 | Pacific Northwest | 1950s | Fuel Oil | 46.35% | 1.988% | 11.75% | 7.235% | 1.182% | 77.84% | 10.5% | 21% | 68.51% | 100% | RECS, Engineering judgment
CR06 | Pacific Northwest | 1960s | Fuel Oil | 66.06% | 2.332% | 13.83% | 8.979% | 1.592% | 73.27% | 2.402% | 4.805% | 92.79% | 100% | RECS, Engineering judgment
CR06 | Pacific Northwest | 1970s | Fuel Oil | 42.81% | 3.726% | 17.28% | 11.03% | 1.958% | 66.01% | 7.732% | 15.46% | 76.8% | 100% | RECS, Engineering judgment
CR06 | Pacific Northwest | 1980s | Fuel Oil | 50.54% | 3.635% | 11.75% | 7.694% | 1.387% | 75.53% | 8.33% | 16.66% | 75.01% | 100% | RECS, Engineering judgment
CR06 | Pacific Northwest | 1990s | Fuel Oil | 44.73% | 1.367% | 25.45% | 13.58% | 2.071% | 57.54% | 4.27% | 8.54% | 87.19% | 100% | RECS, Engineering judgment
CR06 | Pacific Northwest | 2000s | Fuel Oil | 35.6% | 0% | 21.21% | 20.44% | 2.676% | 55.67% | 6.69% | 13.38% | 79.93% | 100% | RECS, Engineering judgment
CR07 | Mid Atlantic | pre-1950 | Fuel Oil | 18.24% | 1.959% | 15.74% | 10.6% | 1.809% | 69.89% | 17.22% | 34.44% | 48.34% | 100% | RECS, Engineering judgment
CR07 | Mid Atlantic | 1950s | Fuel Oil | 12.65% | 4.275% | 25.27% | 15.56% | 2.54% | 52.36% | 13.24% | 26.47% | 60.29% | 100% | RECS, Engineering judgment
CR07 | Mid Atlantic | 1960s | Fuel Oil | 19.16% | 4.898% | 29.04% | 18.86% | 3.344% | 43.86% | 8.234% | 16.47% | 75.3% | 100% | RECS, Engineering judgment
CR07 | Mid Atlantic | 1970s | Fuel Oil | 9.499% | 7.266% | 33.69% | 21.51% | 3.818% | 33.72% | 8.073% | 16.15% | 75.78% | 100% | RECS, Engineering judgment
CR07 | Mid Atlantic | 1980s | Fuel Oil | 14.34% | 9.695% | 31.35% | 20.52% | 3.7% | 34.73% | 6.799% | 13.6% | 79.6% | 100% | RECS, Engineering judgment
CR07 | Mid Atlantic | 1990s | Fuel Oil | 9.15% | 2.535% | 47.19% | 25.19% | 3.841% | 21.25% | 4.032% | 8.064% | 87.9% | 100% | RECS, Engineering judgment
CR07 | Mid Atlantic | 2000s | Fuel Oil | 4.977% | 0% | 42.96% | 41.41% | 5.42% | 10.21% | 1.744% | 3.488% | 94.77% | 100% | RECS, Engineering judgment
CR08 | Zone 4A | pre-1950 | Fuel Oil | 11.59% | 3.641% | 29.25% | 19.7% | 3.363% | 44.04% | 10.81% | 21.63% | 67.56% | 100% | RECS, Engineering judgment
CR08 | Zone 4A | 1950s | Fuel Oil | 4.481% | 6.642% | 39.27% | 24.17% | 3.947% | 25.97% | 7.163% | 14.33% | 78.51% | 100% | RECS, Engineering judgment
CR08 | Zone 4A | 1960s | Fuel Oil | 5.282% | 7.04% | 41.74% | 27.1% | 4.806% | 19.32% | 4.678% | 9.356% | 85.97% | 100% | RECS, Engineering judgment
CR08 | Zone 4A | 1970s | Fuel Oil | 1.373% | 9.787% | 45.38% | 28.97% | 5.143% | 10.72% | 3.114% | 6.229% | 90.66% | 100% | RECS, Engineering judgment
CR08 | Zone 4A | 1980s | Fuel Oil | 5.157% | 13.25% | 42.84% | 28.04% | 5.056% | 10.81% | 1.885% | 3.771% | 94.34% | 100% | RECS, Engineering judgment
CR08 | Zone 4A | 1990s | Fuel Oil | 0.5832% | 3.064% | 57.03% | 30.44% | 4.641% | 4.824% | 1.413% | 2.827% | 95.76% | 100% | RECS, Engineering judgment
CR08 | Zone 4A | 2000s | Fuel Oil | 0.1993% | 0% | 46.39% | 44.72% | 5.853% | 3.034% | 0.9448% | 1.89% | 97.17% | 100% | RECS, Engineering judgment
CR09 | Southeast | pre-1950 | Fuel Oil | 6.459% | 3.718% | 29.87% | 20.12% | 3.434% | 42.86% | 12.14% | 24.27% | 63.59% | 100% | RECS, Engineering judgment
CR09 | Southeast | 1950s | Fuel Oil | 6.776% | 5.925% | 35.03% | 21.56% | 3.521% | 33.96% | 9.063% | 18.13% | 72.81% | 100% | RECS, Engineering judgment
CR09 | Southeast | 1960s | Fuel Oil | 3.193% | 6.837% | 40.53% | 26.32% | 4.667% | 21.65% | 6.151% | 12.3% | 81.55% | 100% | RECS, Engineering judgment
CR09 | Southeast | 1970s | Fuel Oil | 2.547% | 9.567% | 44.36% | 28.32% | 5.027% | 12.72% | 3.393% | 6.785% | 89.82% | 100% | RECS, Engineering judgment
CR09 | Southeast | 1980s | Fuel Oil | 2.519% | 12.96% | 41.91% | 27.44% | 4.946% | 12.74% | 3.408% | 6.817% | 89.77% | 100% | RECS, Engineering judgment
CR09 | Southeast | 1990s | Fuel Oil | 0.6768% | 3.08% | 57.33% | 30.6% | 4.666% | 4.329% | 1.217% | 2.435% | 96.35% | 100% | RECS, Engineering judgment
CR09 | Southeast | 2000s | Fuel Oil | 1.682% | 0% | 46.04% | 44.38% | 5.809% | 3.774% | 0.6972% | 1.394% | 97.91% | 100% | RECS, Engineering judgment
CR10 | Southwest | pre-1950 | Fuel Oil | 32.55% | 2.443% | 19.62% | 13.22% | 2.256% | 62.46% | 9.969% | 19.94% | 70.09% | 100% | RECS, Engineering judgment
CR10 | Southwest | 1950s | Fuel Oil | 44.68% | 3.49% | 20.63% | 12.7% | 2.074% | 61.11% | 5.475% | 10.95% | 83.57% | 100% | RECS, Engineering judgment
CR10 | Southwest | 1960s | Fuel Oil | 15.92% | 6.195% | 36.73% | 23.85% | 4.229% | 29% | 4.36% | 8.719% | 86.92% | 100% | RECS, Engineering judgment
CR10 | Southwest | 1970s | Fuel Oil | 24.79% | 7.531% | 34.92% | 22.29% | 3.957% | 31.3% | 2.169% | 4.337% | 93.49% | 100% | RECS, Engineering judgment
CR10 | Southwest | 1980s | Fuel Oil | 19.32% | 11.04% | 35.71% | 23.38% | 4.215% | 25.65% | 2.111% | 4.222% | 93.67% | 100% | RECS, Engineering judgment
CR10 | Southwest | 1990s | Fuel Oil | 9.346% | 2.833% | 52.74% | 28.15% | 4.292% | 11.98% | 0.8786% | 1.757% | 97.36% | 100% | RECS, Engineering judgment
CR10 | Southwest | 2000s | Fuel Oil | 11.33% | 0% | 41.97% | 40.45% | 5.295% | 12.29% | 0.3192% | 0.6383% | 99.04% | 100% | RECS, Engineering judgment
CR11 | California | pre-1950 | Fuel Oil | 55.24% | 1.581% | 12.7% | 8.557% | 1.46% | 75.7% | 6.818% | 13.64% | 79.54% | 100% | RECS, Engineering judgment
CR11 | California | 1950s | Fuel Oil | 39.35% | 3.697% | 21.86% | 13.45% | 2.197% | 58.8% | 6.481% | 12.96% | 80.56% | 100% | RECS, Engineering judgment
CR11 | California | 1960s | Fuel Oil | 40.54% | 3.685% | 21.85% | 14.19% | 2.516% | 57.77% | 5.743% | 11.49% | 82.77% | 100% | RECS, Engineering judgment
CR11 | California | 1970s | Fuel Oil | 38.23% | 5.714% | 26.49% | 16.91% | 3.002% | 47.88% | 3.216% | 6.432% | 90.35% | 100% | RECS, Engineering judgment
CR11 | California | 1980s | Fuel Oil | 30.71% | 8.568% | 27.71% | 18.14% | 3.27% | 42.32% | 3.871% | 7.741% | 88.39% | 100% | RECS, Engineering judgment
CR11 | California | 1990s | Fuel Oil | 30.73% | 2.091% | 38.93% | 20.78% | 3.169% | 35.03% | 1.431% | 2.862% | 95.71% | 100% | RECS, Engineering judgment
CR11 | California | 2000s | Fuel Oil | 19.57% | 0% | 37.09% | 35.75% | 4.679% | 22.49% | 0.9708% | 1.942% | 97.09% | 100% | RECS, Engineering judgment
CR12 | Hawaii | pre-1950 | Fuel Oil | 23.66% | 0% | 0% | 0% | 0% | 100% | 25.45% | 50.9% | 23.66% | 100% | RECS, Engineering judgment
CR12 | Hawaii | 1950s | Fuel Oil | 66.67% | 0% | 0% | 0% | 0% | 100% | 11.11% | 22.22% | 66.67% | 100% | RECS, Engineering judgment
CR12 | Hawaii | 1960s | Fuel Oil | 0% | 0% | 0% | 0% | 0% | 100% | 33.33% | 66.67% | 0% | 100% | RECS, Engineering judgment
CR12 | Hawaii | 1970s | Fuel Oil | 41.04% | 0% | 0% | 0% | 0% | 100% | 19.65% | 39.31% | 41.04% | 100% | RECS, Engineering judgment
CR12 | Hawaii | 1980s | Fuel Oil | 81.66% | 0% | 0% | 0% | 0% | 100% | 6.113% | 12.23% | 81.66% | 100% | RECS, Engineering judgment
CR12 | Hawaii | 1990s | Fuel Oil | 42.87% | 0.613% | 11.41% | 6.09% | 0.9287% | 80.96% | 12.7% | 25.39% | 61.91% | 100% | RECS, Engineering judgment
CR12 | Hawaii | 2000s | Fuel Oil | 100% | 0% | 0% | 0% | 0% | 100% | 0% | 0% | 100% | 100% | RECS, Engineering judgment
CR01 | Alaska | pre-1950 | Electricity | 100% | 0% | 0% | 0% | 0% | 100% | 0% | 0% | 100% | 100% | RECS, Engineering judgment | 0% | 100%
CR01 | Alaska | 1950s | Electricity | 100% | 0% | 0% | 0% | 0% | 100% | 0% | 0% | 100% | 100% | RECS, Engineering judgment | 0% | 100%
CR01 | Alaska | 1960s | Electricity | 100% | 0% | 0% | 0% | 0% | 100% | 0% | 0% | 100% | 100% | RECS, Engineering judgment | 0% | 100%
CR01 | Alaska | 1970s | Electricity | 65.7% | 2.218% | 10.28% | 6.566% | 1.166% | 79.77% | 4.687% | 9.375% | 85.94% | 100% | RECS, Engineering judgment | 0% | 100%
CR01 | Alaska | 1980s | Electricity | 100% | 0% | 0% | 0% | 0% | 100% | 0% | 0% | 100% | 100% | RECS, Engineering judgment | 0% | 100%
CR01 | Alaska | 1990s | Electricity | 73.54% | 0.8516% | 15.85% | 8.461% | 1.29% | 73.54% | 0% | 0% | 100% | 100% | RECS, Engineering judgment | 0% | 100%
CR01 | Alaska | 2000s | Electricity | 50% | 0% | 0% | 0% | 0% | 100% | 0% | 0% | 100% | 50% | RECS, Engineering judgment | 50% | 50%
CR02 | Upper Midwest | pre-1950 | Electricity | 23.08% | 1.719% | 13.81% | 9.302% | 1.588% | 73.58% | 9.065% | 18.13% | 72.8% | 76.7% | RECS, Engineering judgment | 23.3% | 76.7%
CR02 | Upper Midwest | 1950s | Electricity | 18.64% | 4.654% | 27.52% | 16.94% | 2.766% | 48.13% | 6.494% | 12.99% | 80.52% | 90% | RECS, Engineering judgment | 10% | 90%
CR02 | Upper Midwest | 1960s | Electricity | 13.59% | 5.159% | 30.59% | 19.86% | 3.522% | 40.87% | 2.948% | 5.896% | 91.16% | 81.57% | RECS, Engineering judgment | 18.43% | 81.57%
CR02 | Upper Midwest | 1970s | Electricity | 9.347% | 4.705% | 21.82% | 13.93% | 2.472% | 57.08% | 4.154% | 8.308% | 87.54% | 64.73% | RECS, Engineering judgment | 35.27% | 64.73%
CR02 | Upper Midwest | 1980s | Electricity | 11.44% | 12.46% | 40.29% | 26.38% | 4.756% | 16.11% | 1.558% | 3.116% | 95.33% | 100% | RECS, Engineering judgment | 0% | 100%
CR02 | Upper Midwest | 1990s | Electricity | 1.907% | 3.054% | 56.86% | 30.34% | 4.627% | 5.115% | 1.069% | 2.139% | 96.79% | 100% | RECS, Engineering judgment | 0% | 100%
CR02 | Upper Midwest | 2000s | Electricity | 5.542% | 0% | 17.84% | 17.2% | 2.251% | 62.72% | 0% | 0% | 100% | 42.83% | RECS, Engineering judgment | 57.17% | 42.83%
CR03 | Mountain North | pre-1950 | Electricity | 55.59% | 0.8184% | 6.575% | 4.429% | 0.7558% | 87.42% | 10.61% | 21.22% | 68.17% | 100% | RECS, Engineering judgment | 0% | 100%
CR03 | Mountain North | 1950s | Electricity | -2.999e-11% | 0% | 0% | 0% | 0% | 100% | 0% | 0% | 100% | -2.999e-11% | RECS, Engineering judgment | 100% | -3e-11%
CR03 | Mountain North | 1960s | Electricity | 53.09% | 3.76% | 22.29% | 14.47% | 2.567% | 56.91% | 1.27% | 2.54% | 96.19% | 100% | RECS, Engineering judgment | 0% | 100%
CR03 | Mountain North | 1970s | Electricity | 39.5% | 4.937% | 22.89% | 14.62% | 2.594% | 54.96% | 5.153% | 10.31% | 84.54% | 100% | RECS, Engineering judgment | 0% | 100%
CR03 | Mountain North | 1980s | Electricity | 26.77% | 7.061% | 22.83% | 14.95% | 2.695% | 52.46% | 8.565% | 17.13% | 74.31% | 100% | RECS, Engineering judgment | 0% | 100%
CR03 | Mountain North | 1990s | Electricity | 31.5% | 2.081% | 38.74% | 20.67% | 3.153% | 35.35% | 1.285% | 2.569% | 96.15% | 100% | RECS, Engineering judgment | 0% | 100%
CR03 | Mountain North | 2000s | Electricity | 25.92% | 0% | 35.44% | 34.16% | 4.472% | 25.92% | 0% | 0% | 100% | 100% | RECS, Engineering judgment | 0% | 100%
CR04 | New England | pre-1950 | Electricity | 32.42% | 0.6411% | 5.15% | 3.469% | 0.592% | 90.15% | 19.24% | 38.48% | 42.27% | 100% | RECS, Engineering judgment | 0% | 100%
CR04 | New England | 1950s | Electricity | 39.41% | 1.4% | 8.276% | 5.093% | 0.8318% | 84.4% | 15% | 29.99% | 55.01% | 100% | RECS, Engineering judgment | 0% | 100%
CR04 | New England | 1960s | Electricity | 31.49% | 1.999% | 11.85% | 7.695% | 1.365% | 77.09% | 15.2% | 30.4% | 54.39% | 100% | RECS, Engineering judgment | 0% | 100%
CR04 | New England | 1970s | Electricity | 25.96% | 1.789% | 8.294% | 5.296% | 0.94% | 83.68% | 19.24% | 38.48% | 42.27% | 100% | RECS, Engineering judgment | 0% | 100%
CR04 | New England | 1980s | Electricity | 29.87% | 4.325% | 13.99% | 9.156% | 1.651% | 70.88% | 13.67% | 27.34% | 58.99% | 100% | RECS, Engineering judgment | 0% | 100%
CR04 | New England | 1990s | Electricity | 22.29% | 1.19% | 22.16% | 11.82% | 1.803% | 63.03% | 13.58% | 27.16% | 59.26% | 100% | RECS, Engineering judgment | 0% | 100%
CR04 | New England | 2000s | Electricity | 25.34% | 0% | 19.37% | 18.67% | 2.444% | 59.51% | 11.39% | 22.78% | 65.83% | 100% | RECS, Engineering judgment | 0% | 100%
CR05 | Great Lakes | pre-1950 | Electricity | 15.9% | 1.424% | 11.44% | 7.703% | 1.315% | 78.12% | 11.68% | 23.36% | 64.95% | 72.82% | RECS, Engineering judgment | 27.18% | 72.82%
CR05 | Great Lakes | 1950s | Electricity | 14.37% | 4.015% | 23.74% | 14.61% | 2.386% | 55.25% | 6.967% | 13.93% | 79.1% | 80.02% | RECS, Engineering judgment | 19.98% | 80.02%
CR05 | Great Lakes | 1960s | Electricity | 16.32% | 5.082% | 30.13% | 19.56% | 3.47% | 41.76% | 6.05% | 12.1% | 81.85% | 92.72% | RECS, Engineering judgment | 7.282% | 92.72%
CR05 | Great Lakes | 1970s | Electricity | 13.62% | 5.65% | 26.19% | 16.72% | 2.969% | 48.46% | 5.451% | 10.9% | 83.65% | 81.51% | RECS, Engineering judgment | 18.49% | 81.51%
CR05 | Great Lakes | 1980s | Electricity | 12.04% | 7.302% | 23.61% | 15.46% | 2.787% | 50.84% | 2.793% | 5.586% | 91.62% | 69.58% | RECS, Engineering judgment | 30.42% | 69.58%
CR05 | Great Lakes | 1990s | Electricity | 0% | 2.644% | 49.23% | 26.27% | 4.006% | 17.85% | 0.7823% | 1.565% | 97.65% | 84.49% | RECS, Engineering judgment | 15.51% | 84.49%
CR05 | Great Lakes | 2000s | Electricity | 4.792% | 0% | 10.5% | 10.13% | 1.325% | 78.05% | 0.8867% | 1.773% | 97.34% | 29.41% | RECS, Engineering judgment | 70.59% | 29.41%
CR06 | Pacific Northwest | pre-1950 | Electricity | 63.7% | 0% | 0% | 0% | 0% | 100% | 9.076% | 18.15% | 72.77% | 90.92% | RECS, Engineering judgment | 9.075% | 90.92%
CR06 | Pacific Northwest | 1950s | Electricity | 46.35% | 1.166% | 6.897% | 4.245% | 0.6932% | 87% | 10.5% | 21% | 68.51% | 90.84% | RECS, Engineering judgment | 9.158% | 90.84%
CR06 | Pacific Northwest | 1960s | Electricity | 59.75% | 0% | 0% | 0% | 0% | 100% | 2.402% | 4.805% | 92.79% | 66.96% | RECS, Engineering judgment | 33.04% | 66.96%
CR06 | Pacific Northwest | 1970s | Electricity | 32.22% | 0% | 0% | 0% | 0% | 100% | 7.732% | 15.46% | 76.8% | 55.42% | RECS, Engineering judgment | 44.58% | 55.42%
CR06 | Pacific Northwest | 1980s | Electricity | 49.4% | 0% | 0% | 0% | 0% | 100% | 8.33% | 16.66% | 75.01% | 74.39% | RECS, Engineering judgment | 25.61% | 74.39%
CR06 | Pacific Northwest | 1990s | Electricity | 34.03% | 0% | 0% | 0% | 0% | 100% | 4.27% | 8.54% | 87.19% | 46.84% | RECS, Engineering judgment | 53.16% | 46.84%
CR06 | Pacific Northwest | 2000s | Electricity | 35.6% | 0% | 4.531% | 4.367% | 0.5717% | 90.53% | 6.69% | 13.38% | 79.93% | 65.14% | RECS, Engineering judgment | 34.86% | 65.14%
CR07 | Mid Atlantic | pre-1950 | Electricity | 14.76% | 0% | 0% | 0% | 0% | 100% | 17.22% | 34.44% | 48.34% | 66.42% | RECS, Engineering judgment | 33.58% | 66.42%
CR07 | Mid Atlantic | 1950s | Electricity | 12.65% | 4.275% | 25.27% | 15.56% | 2.54% | 52.36% | 13.24% | 26.47% | 60.29% | 100% | RECS, Engineering judgment | 0% | 100%
CR07 | Mid Atlantic | 1960s | Electricity | 19.16% | 3.9% | 23.12% | 15.01% | 2.663% | 55.3% | 8.234% | 16.47% | 75.3% | 88.56% | RECS, Engineering judgment | 11.44% | 88.56%
CR07 | Mid Atlantic | 1970s | Electricity | 9.499% | 4.037% | 18.72% | 11.95% | 2.122% | 63.17% | 8.073% | 16.15% | 75.78% | 70.55% | RECS, Engineering judgment | 29.45% | 70.55%
CR07 | Mid Atlantic | 1980s | Electricity | 14.34% | 3.388% | 10.96% | 7.173% | 1.293% | 77.19% | 6.799% | 13.6% | 79.6% | 57.54% | RECS, Engineering judgment | 42.46% | 57.54%
CR07 | Mid Atlantic | 1990s | Electricity | 9.15% | 2.106% | 39.21% | 20.93% | 3.191% | 34.57% | 4.032% | 8.064% | 87.9% | 86.68% | RECS, Engineering judgment | 13.32% | 86.68%
CR07 | Mid Atlantic | 2000s | Electricity | 4.09% | 0% | 0% | 0% | 0% | 100% | 1.744% | 3.488% | 94.77% | 9.322% | RECS, Engineering judgment | 90.68% | 9.322%
CR08 | Zone 4A | pre-1950 | Electricity | 11.59% | 1.46% | 11.73% | 7.901% | 1.348% | 77.56% | 10.81% | 21.63% | 67.56% | 66.48% | RECS, Engineering judgment | 33.52% | 66.48%
CR08 | Zone 4A | 1950s | Electricity | 4.481% | 3.13% | 18.51% | 11.39% | 1.86% | 65.11% | 7.163% | 14.33% | 78.51% | 60.86% | RECS, Engineering judgment | 39.14% | 60.86%
CR08 | Zone 4A | 1960s | Electricity | 5.282% | 2.191% | 12.99% | 8.433% | 1.496% | 74.89% | 4.678% | 9.356% | 85.97% | 44.42% | RECS, Engineering judgment | 55.58% | 44.42%
CR08 | Zone 4A | 1970s | Electricity | 1.373% | 4.644% | 21.53% | 13.75% | 2.44% | 57.64% | 3.114% | 6.229% | 90.66% | 53.08% | RECS, Engineering judgment | 46.92% | 53.08%
CR08 | Zone 4A | 1980s | Electricity | 5.157% | 2.462% | 7.961% | 5.212% | 0.9396% | 83.43% | 1.885% | 3.771% | 94.34% | 27.39% | RECS, Engineering judgment | 72.61% | 27.39%
CR08 | Zone 4A | 1990s | Electricity | 0.5832% | 1.172% | 21.81% | 11.64% | 1.775% | 63.6% | 1.413% | 2.827% | 95.76% | 41.22% | RECS, Engineering judgment | 58.78% | 41.22%
CR08 | Zone 4A | 2000s | Electricity | 0.1993% | 0% | 23.73% | 22.88% | 2.995% | 50.39% | 0.9448% | 1.89% | 97.17% | 52.64% | RECS, Engineering judgment | 47.36% | 52.64%
CR09 | Southeast | pre-1950 | Electricity | 6.459% | 1.397% | 11.23% | 7.561% | 1.29% | 78.53% | 12.14% | 24.27% | 63.59% | 64.34% | RECS, Engineering judgment | 35.66% | 64.34%
CR09 | Southeast | 1950s | Electricity | 6.776% | 3.553% | 21.01% | 12.93% | 2.112% | 60.4% | 9.063% | 18.13% | 72.81% | 73.57% | RECS, Engineering judgment | 26.43% | 73.57%
CR09 | Southeast | 1960s | Electricity | 3.193% | 4.081% | 24.19% | 15.71% | 2.786% | 53.23% | 6.151% | 12.3% | 81.55% | 68.42% | RECS, Engineering judgment | 31.58% | 68.42%
CR09 | Southeast | 1970s | Electricity | 2.547% | 5.238% | 24.29% | 15.51% | 2.753% | 52.21% | 3.393% | 6.785% | 89.82% | 60.51% | RECS, Engineering judgment | 39.49% | 60.51%
CR09 | Southeast | 1980s | Electricity | 2.519% | 8.369% | 27.06% | 17.72% | 3.194% | 43.66% | 3.408% | 6.817% | 89.77% | 69.09% | RECS, Engineering judgment | 30.91% | 69.09%
CR09 | Southeast | 1990s | Electricity | 0.6768% | 1.832% | 34.11% | 18.21% | 2.776% | 43.07% | 1.217% | 2.435% | 96.35% | 61.26% | RECS, Engineering judgment | 38.74% | 61.26%
CR09 | Southeast | 2000s | Electricity | 1.682% | 0% | 31.7% | 30.56% | 4% | 33.74% | 0.6972% | 1.394% | 97.91% | 70.03% | RECS, Engineering judgment | 29.97% | 70.03%
CR10 | Southwest | pre-1950 | Electricity | -5.551e-15% | 0% | 0% | 0% | 0% | 100% | 0% | 0% | 100% | -5.551e-15% | RECS, Engineering judgment | 100% | 0%
CR10 | Southwest | 1950s | Electricity | 44.68% | 3.49% | 20.63% | 12.7% | 2.074% | 61.11% | 5.475% | 10.95% | 83.57% | 100% | RECS, Engineering judgment | 0% | 100%
CR10 | Southwest | 1960s | Electricity | 15.92% | 3.416% | 20.25% | 13.15% | 2.332% | 60.85% | 4.36% | 8.719% | 86.92% | 68.15% | RECS, Engineering judgment | 31.85% | 68.15%
CR10 | Southwest | 1970s | Electricity | 24.79% | 0.8448% | 3.917% | 2.501% | 0.444% | 92.29% | 2.169% | 4.337% | 93.49% | 39.01% | RECS, Engineering judgment | 60.99% | 39.01%
CR10 | Southwest | 1980s | Electricity | 19.32% | 4.195% | 13.57% | 8.88% | 1.601% | 71.76% | 2.111% | 4.222% | 93.67% | 53.89% | RECS, Engineering judgment | 46.11% | 53.89%
CR10 | Southwest | 1990s | Electricity | 9.346% | 0.7272% | 13.54% | 7.225% | 1.102% | 77.41% | 0.8786% | 1.757% | 97.36% | 34.57% | RECS, Engineering judgment | 65.43% | 34.57%
CR10 | Southwest | 2000s | Electricity | 11.33% | 0% | 14.42% | 13.9% | 1.819% | 69.86% | 0.3192% | 0.6383% | 99.04% | 42.42% | RECS, Engineering judgment | 57.58% | 42.42%
CR11 | California | pre-1950 | Electricity | 55.24% | 1.174% | 9.427% | 6.35% | 1.084% | 81.96% | 6.818% | 13.64% | 79.54% | 93.73% | RECS, Engineering judgment | 6.266% | 93.73%
CR11 | California | 1950s | Electricity | 39.35% | 2.814% | 16.64% | 10.24% | 1.672% | 68.64% | 6.481% | 12.96% | 80.56% | 90.16% | RECS, Engineering judgment | 9.845% | 90.16%
CR11 | California | 1960s | Electricity | 40.54% | 3.257% | 19.31% | 12.54% | 2.224% | 62.67% | 5.743% | 11.49% | 82.77% | 95.1% | RECS, Engineering judgment | 4.903% | 95.1%
CR11 | California | 1970s | Electricity | 38.23% | 4.965% | 23.02% | 14.7% | 2.609% | 54.71% | 3.216% | 6.432% | 90.35% | 93.17% | RECS, Engineering judgment | 6.828% | 93.17%
CR11 | California | 1980s | Electricity | 30.71% | 6.953% | 22.48% | 14.72% | 2.654% | 53.19% | 3.871% | 7.741% | 88.39% | 89.13% | RECS, Engineering judgment | 10.87% | 89.13%
CR11 | California | 1990s | Electricity | 30.73% | 1.959% | 36.47% | 19.46% | 2.968% | 39.14% | 1.431% | 2.862% | 95.71% | 95.88% | RECS, Engineering judgment | 4.117% | 95.88%
CR11 | California | 2000s | Electricity | 19.57% | 0% | 34.01% | 32.78% | 4.291% | 28.92% | 0.9708% | 1.942% | 97.09% | 93.57% | RECS, Engineering judgment | 6.43% | 93.57%
CR12 | Hawaii | pre-1950 | Electricity | 23.66% | 0% | 0% | 0% | 0% | 100% | 25.45% | 50.9% | 23.66% | 100% | RECS, Engineering judgment | 0% | 100%
CR12 | Hawaii | 1950s | Electricity | 66.67% | 0% | 0% | 0% | 0% | 100% | 11.11% | 22.22% | 66.67% | 100% | RECS, Engineering judgment | 0% | 100%
CR12 | Hawaii | 1960s | Electricity | 0% | 0% | 0% | 0% | 0% | 100% | 33.33% | 66.67% | 0% | 100% | RECS, Engineering judgment | 0% | 100%
CR12 | Hawaii | 1970s | Electricity | 41.04% | 0% | 0% | 0% | 0% | 100% | 19.65% | 39.31% | 41.04% | 100% | RECS, Engineering judgment | 0% | 100%
CR12 | Hawaii | 1980s | Electricity | 81.66% | 0% | 0% | 0% | 0% | 100% | 6.113% | 12.23% | 81.66% | 100% | RECS, Engineering judgment | 0% | 100%
CR12 | Hawaii | 1990s | Electricity | 42.87% | 0.613% | 11.41% | 6.09% | 0.9287% | 80.96% | 12.7% | 25.39% | 61.91% | 100% | RECS, Engineering judgment | 0% | 100%
CR12 | Hawaii | 2000s | Electricity | 100% | 0% | 0% | 0% | 0% | 100% | 0% | 0% | 100% | 100% | RECS, Engineering judgment | 0% | 100%
CR01 | Alaska | pre-1950 | Other Fuel | 100% | 0% | 0% | 0% | 0% | 100% | 0% | 0% | 100% | 100% | RECS, Engineering judgment
CR01 | Alaska | 1950s | Other Fuel | 100% | 0% | 0% | 0% | 0% | 100% | 0% | 0% | 100% | 100% | RECS, Engineering judgment
CR01 | Alaska | 1960s | Other Fuel | 100% | 0% | 0% | 0% | 0% | 100% | 0% | 0% | 100% | 100% | RECS, Engineering judgment
CR01 | Alaska | 1970s | Other Fuel | 65.7% | 2.218% | 10.28% | 6.566% | 1.166% | 79.77% | 4.687% | 9.375% | 85.94% | 100% | RECS, Engineering judgment
CR01 | Alaska | 1980s | Other Fuel | 100% | 0% | 0% | 0% | 0% | 100% | 0% | 0% | 100% | 100% | RECS, Engineering judgment
CR01 | Alaska | 1990s | Other Fuel | 73.54% | 0.8516% | 15.85% | 8.461% | 1.29% | 73.54% | 0% | 0% | 100% | 100% | RECS, Engineering judgment
CR01 | Alaska | 2000s | Other Fuel | 100% | 0% | 0% | 0% | 0% | 100% | 0% | 0% | 100% | 100% | RECS, Engineering judgment
CR02 | Upper Midwest | pre-1950 | Other Fuel | 23.08% | 3.235% | 25.99% | 17.51% | 2.988% | 50.28% | 9.065% | 18.13% | 72.8% | 100% | RECS, Engineering judgment
CR02 | Upper Midwest | 1950s | Other Fuel | 18.64% | 5.551% | 32.82% | 20.2% | 3.299% | 38.12% | 6.494% | 12.99% | 80.52% | 100% | RECS, Engineering judgment
CR02 | Upper Midwest | 1960s | Other Fuel | 13.59% | 6.768% | 40.12% | 26.05% | 4.62% | 22.44% | 2.948% | 5.896% | 91.16% | 100% | RECS, Engineering judgment
CR02 | Upper Midwest | 1970s | Other Fuel | 9.347% | 8.571% | 39.74% | 25.37% | 4.504% | 21.81% | 4.154% | 8.308% | 87.54% | 100% | RECS, Engineering judgment
CR02 | Upper Midwest | 1980s | Other Fuel | 11.44% | 12.46% | 40.29% | 26.38% | 4.756% | 16.11% | 1.558% | 3.116% | 95.33% | 100% | RECS, Engineering judgment
CR02 | Upper Midwest | 1990s | Other Fuel | 1.907% | 3.054% | 56.86% | 30.34% | 4.627% | 5.115% | 1.069% | 2.139% | 96.79% | 100% | RECS, Engineering judgment
CR02 | Upper Midwest | 2000s | Other Fuel | 5.542% | 0% | 45.19% | 43.56% | 5.702% | 5.542% | 0% | 0% | 100% | 100% | RECS, Engineering judgment
CR03 | Mountain North | pre-1950 | Other Fuel | 55.59% | 0.8184% | 6.575% | 4.429% | 0.7558% | 87.42% | 10.61% | 21.22% | 68.17% | 100% | RECS, Engineering judgment
CR03 | Mountain North | 1950s | Other Fuel | 58.81% | 2.174% | 12.86% | 7.912% | 1.292% | 75.77% | 5.651% | 11.3% | 83.05% | 100% | RECS, Engineering judgment
CR03 | Mountain North | 1960s | Other Fuel | 53.09% | 3.76% | 22.29% | 14.47% | 2.567% | 56.91% | 1.27% | 2.54% | 96.19% | 100% | RECS, Engineering judgment
CR03 | Mountain North | 1970s | Other Fuel | 39.5% | 4.937% | 22.89% | 14.62% | 2.594% | 54.96% | 5.153% | 10.31% | 84.54% | 100% | RECS, Engineering judgment
CR03 | Mountain North | 1980s | Other Fuel | 26.77% | 7.061% | 22.83% | 14.95% | 2.695% | 52.46% | 8.565% | 17.13% | 74.31% | 100% | RECS, Engineering judgment
CR03 | Mountain North | 1990s | Other Fuel | 31.5% | 2.081% | 38.74% | 20.67% | 3.153% | 35.35% | 1.285% | 2.569% | 96.15% | 100% | RECS, Engineering judgment
CR03 | Mountain North | 2000s | Other Fuel | 25.92% | 0% | 35.44% | 34.16% | 4.472% | 25.92% | 0% | 0% | 100% | 100% | RECS, Engineering judgment
CR04 | New England | pre-1950 | Other Fuel | 32.42% | 0.6411% | 5.15% | 3.469% | 0.592% | 90.15% | 19.24% | 38.48% | 42.27% | 100% | RECS, Engineering judgment
CR04 | New England | 1950s | Other Fuel | 39.41% | 1.4% | 8.276% | 5.093% | 0.8318% | 84.4% | 15% | 29.99% | 55.01% | 100% | RECS, Engineering judgment
CR04 | New England | 1960s | Other Fuel | 31.49% | 1.999% | 11.85% | 7.695% | 1.365% | 77.09% | 15.2% | 30.4% | 54.39% | 100% | RECS, Engineering judgment
CR04 | New England | 1970s | Other Fuel | 25.96% | 1.789% | 8.294% | 5.296% | 0.94% | 83.68% | 19.24% | 38.48% | 42.27% | 100% | RECS, Engineering judgment
CR04 | New England | 1980s | Other Fuel | 29.87% | 4.325% | 13.99% | 9.156% | 1.651% | 70.88% | 13.67% | 27.34% | 58.99% | 100% | RECS, Engineering judgment
CR04 | New England | 1990s | Other Fuel | 22.29% | 1.19% | 22.16% | 11.82% | 1.803% | 63.03% | 13.58% | 27.16% | 59.26% | 100% | RECS, Engineering judgment
CR04 | New England | 2000s | Other Fuel | 25.34% | 0% | 19.37% | 18.67% | 2.444% | 59.51% | 11.39% | 22.78% | 65.83% | 100% | RECS, Engineering judgment
CR05 | Great Lakes | pre-1950 | Other Fuel | 15.9% | 3.192% | 25.64% | 17.27% | 2.948% | 50.95% | 11.68% | 23.36% | 64.95% | 100% | RECS, Engineering judgment
CR05 | Great Lakes | 1950s | Other Fuel | 14.37% | 5.808% | 34.34% | 21.13% | 3.451% | 35.27% | 6.967% | 13.93% | 79.1% | 100% | RECS, Engineering judgment
CR05 | Great Lakes | 1960s | Other Fuel | 16.32% | 5.717% | 33.9% | 22.01% | 3.903% | 34.47% | 6.05% | 12.1% | 81.85% | 100% | RECS, Engineering judgment
CR05 | Great Lakes | 1970s | Other Fuel | 13.62% | 7.676% | 35.59% | 22.72% | 4.034% | 29.97% | 5.451% | 10.9% | 83.65% | 100% | RECS, Engineering judgment
CR05 | Great Lakes | 1980s | Other Fuel | 12.04% | 11.82% | 38.22% | 25.02% | 4.511% | 20.42% | 2.793% | 5.586% | 91.62% | 100% | RECS, Engineering judgment
CR05 | Great Lakes | 1990s | Other Fuel | 0% | 3.143% | 58.52% | 31.23% | 4.762% | 2.347% | 0.7823% | 1.565% | 97.65% | 100% | RECS, Engineering judgment
CR05 | Great Lakes | 2000s | Other Fuel | 4.792% | 0% | 44.28% | 42.68% | 5.587% | 7.453% | 0.8867% | 1.773% | 97.34% | 100% | RECS, Engineering judgment
CR06 | Pacific Northwest | pre-1950 | Other Fuel | 72.77% | 0% | 0% | 0% | 0% | 100% | 9.076% | 18.15% | 72.77% | 100% | RECS, Engineering judgment
CR06 | Pacific Northwest | 1950s | Other Fuel | 46.35% | 1.988% | 11.75% | 7.235% | 1.182% | 77.84% | 10.5% | 21% | 68.51% | 100% | RECS, Engineering judgment
CR06 | Pacific Northwest | 1960s | Other Fuel | 66.06% | 2.332% | 13.83% | 8.979% | 1.592% | 73.27% | 2.402% | 4.805% | 92.79% | 100% | RECS, Engineering judgment
CR06 | Pacific Northwest | 1970s | Other Fuel | 42.81% | 3.726% | 17.28% | 11.03% | 1.958% | 66.01% | 7.732% | 15.46% | 76.8% | 100% | RECS, Engineering judgment
CR06 | Pacific Northwest | 1980s | Other Fuel | 50.54% | 3.635% | 11.75% | 7.694% | 1.387% | 75.53% | 8.33% | 16.66% | 75.01% | 100% | RECS, Engineering judgment
CR06 | Pacific Northwest | 1990s | Other Fuel | 44.73% | 1.367% | 25.45% | 13.58% | 2.071% | 57.54% | 4.27% | 8.54% | 87.19% | 100% | RECS, Engineering judgment
CR06 | Pacific Northwest | 2000s | Other Fuel | 35.6% | 0% | 21.21% | 20.44% | 2.676% | 55.67% | 6.69% | 13.38% | 79.93% | 100% | RECS, Engineering judgment
CR07 | Mid Atlantic | pre-1950 | Other Fuel | 18.24% | 1.959% | 15.74% | 10.6% | 1.809% | 69.89% | 17.22% | 34.44% | 48.34% | 100% | RECS, Engineering judgment
CR07 | Mid Atlantic | 1950s | Other Fuel | 12.65% | 4.275% | 25.27% | 15.56% | 2.54% | 52.36% | 13.24% | 26.47% | 60.29% | 100% | RECS, Engineering judgment
CR07 | Mid Atlantic | 1960s | Other Fuel | 19.16% | 4.898% | 29.04% | 18.86% | 3.344% | 43.86% | 8.234% | 16.47% | 75.3% | 100% | RECS, Engineering judgment
CR07 | Mid Atlantic | 1970s | Other Fuel | 9.499% | 7.266% | 33.69% | 21.51% | 3.818% | 33.72% | 8.073% | 16.15% | 75.78% | 100% | RECS, Engineering judgment
CR07 | Mid Atlantic | 1980s | Other Fuel | 14.34% | 9.695% | 31.35% | 20.52% | 3.7% | 34.73% | 6.799% | 13.6% | 79.6% | 100% | RECS, Engineering judgment
CR07 | Mid Atlantic | 1990s | Other Fuel | 9.15% | 2.535% | 47.19% | 25.19% | 3.841% | 21.25% | 4.032% | 8.064% | 87.9% | 100% | RECS, Engineering judgment
CR07 | Mid Atlantic | 2000s | Other Fuel | 4.977% | 0% | 42.96% | 41.41% | 5.42% | 10.21% | 1.744% | 3.488% | 94.77% | 100% | RECS, Engineering judgment
CR08 | Zone 4A | pre-1950 | Other Fuel | 11.59% | 3.641% | 29.25% | 19.7% | 3.363% | 44.04% | 10.81% | 21.63% | 67.56% | 100% | RECS, Engineering judgment
CR08 | Zone 4A | 1950s | Other Fuel | 4.481% | 6.642% | 39.27% | 24.17% | 3.947% | 25.97% | 7.163% | 14.33% | 78.51% | 100% | RECS, Engineering judgment
CR08 | Zone 4A | 1960s | Other Fuel | 5.282% | 7.04% | 41.74% | 27.1% | 4.806% | 19.32% | 4.678% | 9.356% | 85.97% | 100% | RECS, Engineering judgment
CR08 | Zone 4A | 1970s | Other Fuel | 1.373% | 9.787% | 45.38% | 28.97% | 5.143% | 10.72% | 3.114% | 6.229% | 90.66% | 100% | RECS, Engineering judgment
CR08 | Zone 4A | 1980s | Other Fuel | 5.157% | 13.25% | 42.84% | 28.04% | 5.056% | 10.81% | 1.885% | 3.771% | 94.34% | 100% | RECS, Engineering judgment
CR08 | Zone 4A | 1990s | Other Fuel | 0.5832% | 3.064% | 57.03% | 30.44% | 4.641% | 4.824% | 1.413% | 2.827% | 95.76% | 100% | RECS, Engineering judgment
CR08 | Zone 4A | 2000s | Other Fuel | 0.1993% | 0% | 46.39% | 44.72% | 5.853% | 3.034% | 0.9448% | 1.89% | 97.17% | 100% | RECS, Engineering judgment
CR09 | Southeast | pre-1950 | Other Fuel | 6.459% | 3.718% | 29.87% | 20.12% | 3.434% | 42.86% | 12.14% | 24.27% | 63.59% | 100% | RECS, Engineering judgment
CR09 | Southeast | 1950s | Other Fuel | 6.776% | 5.925% | 35.03% | 21.56% | 3.521% | 33.96% | 9.063% | 18.13% | 72.81% | 100% | RECS, Engineering judgment
CR09 | Southeast | 1960s | Other Fuel | 3.193% | 6.837% | 40.53% | 26.32% | 4.667% | 21.65% | 6.151% | 12.3% | 81.55% | 100% | RECS, Engineering judgment
CR09 | Southeast | 1970s | Other Fuel | 2.547% | 9.567% | 44.36% | 28.32% | 5.027% | 12.72% | 3.393% | 6.785% | 89.82% | 100% | RECS, Engineering judgment
CR09 | Southeast | 1980s | Other Fuel | 2.519% | 12.96% | 41.91% | 27.44% | 4.946% | 12.74% | 3.408% | 6.817% | 89.77% | 100% | RECS, Engineering judgment
CR09 | Southeast | 1990s | Other Fuel | 0.6768% | 3.08% | 57.33% | 30.6% | 4.666% | 4.329% | 1.217% | 2.435% | 96.35% | 100% | RECS, Engineering judgment
CR09 | Southeast | 2000s | Other Fuel | 1.682% | 0% | 46.04% | 44.38% | 5.809% | 3.774% | 0.6972% | 1.394% | 97.91% | 100% | RECS, Engineering judgment
CR10 | Southwest | pre-1950 | Other Fuel | 32.55% | 2.443% | 19.62% | 13.22% | 2.256% | 62.46% | 9.969% | 19.94% | 70.09% | 100% | RECS, Engineering judgment
CR10 | Southwest | 1950s | Other Fuel | 44.68% | 3.49% | 20.63% | 12.7% | 2.074% | 61.11% | 5.475% | 10.95% | 83.57% | 100% | RECS, Engineering judgment
CR10 | Southwest | 1960s | Other Fuel | 15.92% | 6.195% | 36.73% | 23.85% | 4.229% | 29% | 4.36% | 8.719% | 86.92% | 100% | RECS, Engineering judgment
CR10 | Southwest | 1970s | Other Fuel | 24.79% | 7.531% | 34.92% | 22.29% | 3.957% | 31.3% | 2.169% | 4.337% | 93.49% | 100% | RECS, Engineering judgment
CR10 | Southwest | 1980s | Other Fuel | 19.32% | 11.04% | 35.71% | 23.38% | 4.215% | 25.65% | 2.111% | 4.222% | 93.67% | 100% | RECS, Engineering judgment
CR10 | Southwest | 1990s | Other Fuel | 9.346% | 2.833% | 52.74% | 28.15% | 4.292% | 11.98% | 0.8786% | 1.757% | 97.36% | 100% | RECS, Engineering judgment
CR10 | Southwest | 2000s | Other Fuel | 11.33% | 0% | 41.97% | 40.45% | 5.295% | 12.29% | 0.3192% | 0.6383% | 99.04% | 100% | RECS, Engineering judgment
CR11 | California | pre-1950 | Other Fuel | 55.24% | 1.581% | 12.7% | 8.557% | 1.46% | 75.7% | 6.818% | 13.64% | 79.54% | 100% | RECS, Engineering judgment
CR11 | California | 1950s | Other Fuel | 39.35% | 3.697% | 21.86% | 13.45% | 2.197% | 58.8% | 6.481% | 12.96% | 80.56% | 100% | RECS, Engineering judgment
CR11 | California | 1960s | Other Fuel | 40.54% | 3.685% | 21.85% | 14.19% | 2.516% | 57.77% | 5.743% | 11.49% | 82.77% | 100% | RECS, Engineering judgment
CR11 | California | 1970s | Other Fuel | 38.23% | 5.714% | 26.49% | 16.91% | 3.002% | 47.88% | 3.216% | 6.432% | 90.35% | 100% | RECS, Engineering judgment
CR11 | California | 1980s | Other Fuel | 30.71% | 8.568% | 27.71% | 18.14% | 3.27% | 42.32% | 3.871% | 7.741% | 88.39% | 100% | RECS, Engineering judgment
CR11 | California | 1990s | Other Fuel | 30.73% | 2.091% | 38.93% | 20.78% | 3.169% | 35.03% | 1.431% | 2.862% | 95.71% | 100% | RECS, Engineering judgment
CR11 | California | 2000s | Other Fuel | 19.57% | 0% | 37.09% | 35.75% | 4.679% | 22.49% | 0.9708% | 1.942% | 97.09% | 100% | RECS, Engineering judgment
CR12 | Hawaii | pre-1950 | Other Fuel | 23.66% | 0% | 0% | 0% | 0% | 100% | 25.45% | 50.9% | 23.66% | 100% | RECS, Engineering judgment
CR12 | Hawaii | 1950s | Other Fuel | 66.67% | 0% | 0% | 0% | 0% | 100% | 11.11% | 22.22% | 66.67% | 100% | RECS, Engineering judgment
CR12 | Hawaii | 1960s | Other Fuel | 0% | 0% | 0% | 0% | 0% | 100% | 33.33% | 66.67% | 0% | 100% | RECS, Engineering judgment
CR12 | Hawaii | 1970s | Other Fuel | 41.04% | 0% | 0% | 0% | 0% | 100% | 19.65% | 39.31% | 41.04% | 100% | RECS, Engineering judgment
CR12 | Hawaii | 1980s | Other Fuel | 81.66% | 0% | 0% | 0% | 0% | 100% | 6.113% | 12.23% | 81.66% | 100% | RECS, Engineering judgment
CR12 | Hawaii | 1990s | Other Fuel | 42.87% | 0.613% | 11.41% | 6.09% | 0.9287% | 80.96% | 12.7% | 25.39% | 61.91% | 100% | RECS, Engineering judgment
CR12 | Hawaii | 2000s | Other Fuel | 100% | 0% | 0% | 0% | 0% | 100% | 0% | 0% | 100% | 100% | RECS, Engineering judgment
CR01 | Alaska | pre-1950 | None | 100% | 0% | 0% | 0% | 0% | 100% | 0% | 0% | 100% | 100% | RECS, Engineering judgment
CR01 | Alaska | 1950s | None | 100% | 0% | 0% | 0% | 0% | 100% | 0% | 0% | 100% | 100% | RECS, Engineering judgment
CR01 | Alaska | 1960s | None | 100% | 0% | 0% | 0% | 0% | 100% | 0% | 0% | 100% | 100% | RECS, Engineering judgment
CR01 | Alaska | 1970s | None | 65.7% | 2.218% | 10.28% | 6.566% | 1.166% | 79.77% | 4.687% | 9.375% | 85.94% | 100% | RECS, Engineering judgment
CR01 | Alaska | 1980s | None | 100% | 0% | 0% | 0% | 0% | 100% | 0% | 0% | 100% | 100% | RECS, Engineering judgment
CR01 | Alaska | 1990s | None | 73.54% | 0.8516% | 15.85% | 8.461% | 1.29% | 73.54% | 0% | 0% | 100% | 100% | RECS, Engineering judgment
CR01 | Alaska | 2000s | None | 100% | 0% | 0% | 0% | 0% | 100% | 0% | 0% | 100% | 100% | RECS, Engineering judgment
CR02 | Upper Midwest | pre-1950 | None | 23.08% | 3.235% | 25.99% | 17.51% | 2.988% | 50.28% | 9.065% | 18.13% | 72.8% | 100% | RECS, Engineering judgment
CR02 | Upper Midwest | 1950s | None | 18.64% | 5.551% | 32.82% | 20.2% | 3.299% | 38.12% | 6.494% | 12.99% | 80.52% | 100% | RECS, Engineering judgment
CR02 | Upper Midwest | 1960s | None | 13.59% | 6.768% | 40.12% | 26.05% | 4.62% | 22.44% | 2.948% | 5.896% | 91.16% | 100% | RECS, Engineering judgment
CR02 | Upper Midwest | 1970s | None | 9.347% | 8.571% | 39.74% | 25.37% | 4.504% | 21.81% | 4.154% | 8.308% | 87.54% | 100% | RECS, Engineering judgment
CR02 | Upper Midwest | 1980s | None | 11.44% | 12.46% | 40.29% | 26.38% | 4.756% | 16.11% | 1.558% | 3.116% | 95.33% | 100% | RECS, Engineering judgment
CR02 | Upper Midwest | 1990s | None | 1.907% | 3.054% | 56.86% | 30.34% | 4.627% | 5.115% | 1.069% | 2.139% | 96.79% | 100% | RECS, Engineering judgment
CR02 | Upper Midwest | 2000s | None | 5.542% | 0% | 45.19% | 43.56% | 5.702% | 5.542% | 0% | 0% | 100% | 100% | RECS, Engineering judgment
CR03 | Mountain North | pre-1950 | None | 55.59% | 0.8184% | 6.575% | 4.429% | 0.7558% | 87.42% | 10.61% | 21.22% | 68.17% | 100% | RECS, Engineering judgment
CR03 | Mountain North | 1950s | None | 58.81% | 2.174% | 12.86% | 7.912% | 1.292% | 75.77% | 5.651% | 11.3% | 83.05% | 100% | RECS, Engineering judgment
CR03 | Mountain North | 1960s | None | 53.09% | 3.76% | 22.29% | 14.47% | 2.567% | 56.91% | 1.27% | 2.54% | 96.19% | 100% | RECS, Engineering judgment
CR03 | Mountain North | 1970s | None | 39.5% | 4.937% | 22.89% | 14.62% | 2.594% | 54.96% | 5.153% | 10.31% | 84.54% | 100% | RECS, Engineering judgment
CR03 | Mountain North | 1980s | None | 26.77% | 7.061% | 22.83% | 14.95% | 2.695% | 52.46% | 8.565% | 17.13% | 74.31% | 100% | RECS, Engineering judgment
CR03 | Mountain North | 1990s | None | 31.5% | 2.081% | 38.74% | 20.67% | 3.153% | 35.35% | 1.285% | 2.569% | 96.15% | 100% | RECS, Engineering judgment
CR03 | Mountain North | 2000s | None | 25.92% | 0% | 35.44% | 34.16% | 4.472% | 25.92% | 0% | 0% | 100% | 100% | RECS, Engineering judgment
CR04 | New England | pre-1950 | None | 32.42% | 0.6411% | 5.15% | 3.469% | 0.592% | 90.15% | 19.24% | 38.48% | 42.27% | 100% | RECS, Engineering judgment
CR04 | New England | 1950s | None | 39.41% | 1.4% | 8.276% | 5.093% | 0.8318% | 84.4% | 15% | 29.99% | 55.01% | 100% | RECS, Engineering judgment
CR04 | New England | 1960s | None | 31.49% | 1.999% | 11.85% | 7.695% | 1.365% | 77.09% | 15.2% | 30.4% | 54.39% | 100% | RECS, Engineering judgment
CR04 | New England | 1970s | None | 25.96% | 1.789% | 8.294% | 5.296% | 0.94% | 83.68% | 19.24% | 38.48% | 42.27% | 100% | RECS, Engineering judgment
CR04 | New England | 1980s | None | 29.87% | 4.325% | 13.99% | 9.156% | 1.651% | 70.88% | 13.67% | 27.34% | 58.99% | 100% | RECS, Engineering judgment
CR04 | New England | 1990s | None | 22.29% | 1.19% | 22.16% | 11.82% | 1.803% | 63.03% | 13.58% | 27.16% | 59.26% | 100% | RECS, Engineering judgment
CR04 | New England | 2000s | None | 25.34% | 0% | 19.37% | 18.67% | 2.444% | 59.51% | 11.39% | 22.78% | 65.83% | 100% | RECS, Engineering judgment
CR05 | Great Lakes | pre-1950 | None | 15.9% | 3.192% | 25.64% | 17.27% | 2.948% | 50.95% | 11.68% | 23.36% | 64.95% | 100% | RECS, Engineering judgment
CR05 | Great Lakes | 1950s | None | 14.37% | 5.808% | 34.34% | 21.13% | 3.451% | 35.27% | 6.967% | 13.93% | 79.1% | 100% | RECS, Engineering judgment
CR05 | Great Lakes | 1960s | None | 16.32% | 5.717% | 33.9% | 22.01% | 3.903% | 34.47% | 6.05% | 12.1% | 81.85% | 100% | RECS, Engineering judgment
CR05 | Great Lakes | 1970s | None | 13.62% | 7.676% | 35.59% | 22.72% | 4.034% | 29.97% | 5.451% | 10.9% | 83.65% | 100% | RECS, Engineering judgment
CR05 | Great Lakes | 1980s | None | 12.04% | 11.82% | 38.22% | 25.02% | 4.511% | 20.42% | 2.793% | 5.586% | 91.62% | 100% | RECS, Engineering judgment
CR05 | Great Lakes | 1990s | None | 0% | 3.143% | 58.52% | 31.23% | 4.762% | 2.347% | 0.7823% | 1.565% | 97.65% | 100% | RECS, Engineering judgment
CR05 | Great Lakes | 2000s | None | 4.792% | 0% | 44.28% | 42.68% | 5.587% | 7.453% | 0.8867% | 1.773% | 97.34% | 100% | RECS, Engineering judgment
CR06 | Pacific Northwest | pre-1950 | None | 72.77% | 0% | 0% | 0% | 0% | 100% | 9.076% | 18.15% | 72.77% | 100% | RECS, Engineering judgment
CR06 | Pacific Northwest | 1950s | None | 46.35% | 1.988% | 11.75% | 7.235% | 1.182% | 77.84% | 10.5% | 21% | 68.51% | 100% | RECS, Engineering judgment
CR06 | Pacific Northwest | 1960s | None | 66.06% | 2.332% | 13.83% | 8.979% | 1.592% | 73.27% | 2.402% | 4.805% | 92.79% | 100% | RECS, Engineering judgment
CR06 | Pacific Northwest | 1970s | None | 42.81% | 3.726% | 17.28% | 11.03% | 1.958% | 66.01% | 7.732% | 15.46% | 76.8% | 100% | RECS, Engineering judgment
CR06 | Pacific Northwest | 1980s | None | 50.54% | 3.635% | 11.75% | 7.694% | 1.387% | 75.53% | 8.33% | 16.66% | 75.01% | 100% | RECS, Engineering judgment
CR06 | Pacific Northwest | 1990s | None | 44.73% | 1.367% | 25.45% | 13.58% | 2.071% | 57.54% | 4.27% | 8.54% | 87.19% | 100% | RECS, Engineering judgment
CR06 | Pacific Northwest | 2000s | None | 35.6% | 0% | 21.21% | 20.44% | 2.676% | 55.67% | 6.69% | 13.38% | 79.93% | 100% | RECS, Engineering judgment
CR07 | Mid Atlantic | pre-1950 | None | 18.24% | 1.959% | 15.74% | 10.6% | 1.809% | 69.89% | 17.22% | 34.44% | 48.34% | 100% | RECS, Engineering judgment
CR07 | Mid Atlantic | 1950s | None | 12.65% | 4.275% | 25.27% | 15.56% | 2.54% | 52.36% | 13.24% | 26.47% | 60.29% | 100% | RECS, Engineering judgment
CR07 | Mid Atlantic | 1960s | None | 19.16% | 4.898% | 29.04% | 18.86% | 3.344% | 43.86% | 8.234% | 16.47% | 75.3% | 100% | RECS, Engineering judgment
CR07 | Mid Atlantic | 1970s | None | 9.499% | 7.266% | 33.69% | 21.51% | 3.818% | 33.72% | 8.073% | 16.15% | 75.78% | 100% | RECS, Engineering judgment
CR07 | Mid Atlantic | 1980s | None | 14.34% | 9.695% | 31.35% | 20.52% | 3.7% | 34.73% | 6.799% | 13.6% | 79.6% | 100% | RECS, Engineering judgment
CR07 | Mid Atlantic | 1990s | None | 9.15% | 2.535% | 47.19% | 25.19% | 3.841% | 21.25% | 4.032% | 8.064% | 87.9% | 100% | RECS, Engineering judgment
CR07 | Mid Atlantic | 2000s | None | 4.977% | 0% | 42.96% | 41.41% | 5.42% | 10.21% | 1.744% | 3.488% | 94.77% | 100% | RECS, Engineering judgment
CR08 | Zone 4A | pre-1950 | None | 11.59% | 3.641% | 29.25% | 19.7% | 3.363% | 44.04% | 10.81% | 21.63% | 67.56% | 100% | RECS, Engineering judgment
CR08 | Zone 4A | 1950s | None | 4.481% | 6.642% | 39.27% | 24.17% | 3.947% | 25.97% | 7.163% | 14.33% | 78.51% | 100% | RECS, Engineering judgment
CR08 | Zone 4A | 1960s | None | 5.282% | 7.04% | 41.74% | 27.1% | 4.806% | 19.32% | 4.678% | 9.356% | 85.97% | 100% | RECS, Engineering judgment
CR08 | Zone 4A | 1970s | None | 1.373% | 9.787% | 45.38% | 28.97% | 5.143% | 10.72% | 3.114% | 6.229% | 90.66% | 100% | RECS, Engineering judgment
CR08 | Zone 4A | 1980s | None | 5.157% | 13.25% | 42.84% | 28.04% | 5.056% | 10.81% | 1.885% | 3.771% | 94.34% | 100% | RECS, Engineering judgment
CR08 | Zone 4A | 1990s | None | 0.5832% | 3.064% | 57.03% | 30.44% | 4.641% | 4.824% | 1.413% | 2.827% | 95.76% | 100% | RECS, Engineering judgment
CR08 | Zone 4A | 2000s | None | 0.1993% | 0% | 46.39% | 44.72% | 5.853% | 3.034% | 0.9448% | 1.89% | 97.17% | 100% | RECS, Engineering judgment
CR09 | Southeast | pre-1950 | None | 6.459% | 3.718% | 29.87% | 20.12% | 3.434% | 42.86% | 12.14% | 24.27% | 63.59% | 100% | RECS, Engineering judgment
CR09 | Southeast | 1950s | None | 6.776% | 5.925% | 35.03% | 21.56% | 3.521% | 33.96% | 9.063% | 18.13% | 72.81% | 100% | RECS, Engineering judgment
CR09 | Southeast | 1960s | None | 3.193% | 6.837% | 40.53% | 26.32% | 4.667% | 21.65% | 6.151% | 12.3% | 81.55% | 100% | RECS, Engineering judgment
CR09 | Southeast | 1970s | None | 2.547% | 9.567% | 44.36% | 28.32% | 5.027% | 12.72% | 3.393% | 6.785% | 89.82% | 100% | RECS, Engineering judgment
CR09 | Southeast | 1980s | None | 2.519% | 12.96% | 41.91% | 27.44% | 4.946% | 12.74% | 3.408% | 6.817% | 89.77% | 100% | RECS, Engineering judgment
CR09 | Southeast | 1990s | None | 0.6768% | 3.08% | 57.33% | 30.6% | 4.666% | 4.329% | 1.217% | 2.435% | 96.35% | 100% | RECS, Engineering judgment
CR09 | Southeast | 2000s | None | 1.682% | 0% | 46.04% | 44.38% | 5.809% | 3.774% | 0.6972% | 1.394% | 97.91% | 100% | RECS, Engineering judgment
CR10 | Southwest | pre-1950 | None | 32.55% | 2.443% | 19.62% | 13.22% | 2.256% | 62.46% | 9.969% | 19.94% | 70.09% | 100% | RECS, Engineering judgment
CR10 | Southwest | 1950s | None | 44.68% | 3.49% | 20.63% | 12.7% | 2.074% | 61.11% | 5.475% | 10.95% | 83.57% | 100% | RECS, Engineering judgment
CR10 | Southwest | 1960s | None | 15.92% | 6.195% | 36.73% | 23.85% | 4.229% | 29% | 4.36% | 8.719% | 86.92% | 100% | RECS, Engineering judgment
CR10 | Southwest | 1970s | None | 24.79% | 7.531% | 34.92% | 22.29% | 3.957% | 31.3% | 2.169% | 4.337% | 93.49% | 100% | RECS, Engineering judgment
CR10 | Southwest | 1980s | None | 19.32% | 11.04% | 35.71% | 23.38% | 4.215% | 25.65% | 2.111% | 4.222% | 93.67% | 100% | RECS, Engineering judgment
CR10 | Southwest | 1990s | None | 9.346% | 2.833% | 52.74% | 28.15% | 4.292% | 11.98% | 0.8786% | 1.757% | 97.36% | 100% | RECS, Engineering judgment
CR10 | Southwest | 2000s | None | 11.33% | 0% | 41.97% | 40.45% | 5.295% | 12.29% | 0.3192% | 0.6383% | 99.04% | 100% | RECS, Engineering judgment
CR11 | California | pre-1950 | None | 55.24% | 1.581% | 12.7% | 8.557% | 1.46% | 75.7% | 6.818% | 13.64% | 79.54% | 100% | RECS, Engineering judgment
CR11 | California | 1950s | None | 39.35% | 3.697% | 21.86% | 13.45% | 2.197% | 58.8% | 6.481% | 12.96% | 80.56% | 100% | RECS, Engineering judgment
CR11 | California | 1960s | None | 40.54% | 3.685% | 21.85% | 14.19% | 2.516% | 57.77% | 5.743% | 11.49% | 82.77% | 100% | RECS, Engineering judgment
CR11 | California | 1970s | None | 38.23% | 5.714% | 26.49% | 16.91% | 3.002% | 47.88% | 3.216% | 6.432% | 90.35% | 100% | RECS, Engineering judgment
CR11 | California | 1980s | None | 30.71% | 8.568% | 27.71% | 18.14% | 3.27% | 42.32% | 3.871% | 7.741% | 88.39% | 100% | RECS, Engineering judgment
CR11 | California | 1990s | None | 30.73% | 2.091% | 38.93% | 20.78% | 3.169% | 35.03% | 1.431% | 2.862% | 95.71% | 100% | RECS, Engineering judgment
CR11 | California | 2000s | None | 19.57% | 0% | 37.09% | 35.75% | 4.679% | 22.49% | 0.9708% | 1.942% | 97.09% | 100% | RECS, Engineering judgment
CR12 | Hawaii | pre-1950 | None | 23.66% | 0% | 0% | 0% | 0% | 100% | 25.45% | 50.9% | 23.66% | 100% | RECS, Engineering judgment
CR12 | Hawaii | 1950s | None | 66.67% | 0% | 0% | 0% | 0% | 100% | 11.11% | 22.22% | 66.67% | 100% | RECS, Engineering judgment
CR12 | Hawaii | 1960s | None | 0% | 0% | 0% | 0% | 0% | 100% | 33.33% | 66.67% | 0% | 100% | RECS, Engineering judgment
CR12 | Hawaii | 1970s | None | 41.04% | 0% | 0% | 0% | 0% | 100% | 19.65% | 39.31% | 41.04% | 100% | RECS, Engineering judgment
CR12 | Hawaii | 1980s | None | 81.66% | 0% | 0% | 0% | 0% | 100% | 6.113% | 12.23% | 81.66% | 100% | RECS, Engineering judgment
CR12 | Hawaii | 1990s | None | 42.87% | 0.613% | 11.41% | 6.09% | 0.9287% | 80.96% | 12.7% | 25.39% | 61.91% | 100% | RECS, Engineering judgment
CR12 | Hawaii | 2000s | None | 100% | 0% | 0% | 0% | 0% | 100% | 0% | 0% | 100% | 100% | RECS, Engineering judgment
Completed.
Account for AC age? Not yet.
Completed.
Account for AC age? Not yet.
Completed.
Account for AC age? Not yet.
Completed.
Account for AC age? Not yet.
Completed.
Account for AC age? Not yet.

## Htg
|  |  |  | Boiler | Boiler | Boiler | Boiler | Boiler | Boiler | Boiler | Boiler | Boiler | Boiler | Boiler | Furnace | Furnace | Furnace | Furnace | Furnace | Furnace | Furnace | Furnace | Furnace | Furnace | Furnace | Furnace | Furnace | Furnace | Furnace | Furnace | Furnace | Furnace | Furnace | Furnace | Furnace | Furnace | Electric Baseboard | Electric Baseboard | Air Source Heat Pump | Air Source Heat Pump | Air Source Heat Pump | Air Source Heat Pump | Air Source Heat Pump
Location | Location Name | Vintage | Heating Fuel | Gas, Hot Water, Forced Draft, 80% AFUE | Gas, Hot Water, Forced Draft, 76% AFUE | Gas, Hot Water, Forced Draft, 72% AFUE | Propane, Hot Water, Forced Draft, 80% AFUE | Propane, Hot Water, Forced Draft, 76% AFUE | Propane, Hot Water, Forced Draft, 72% AFUE | Oil, Hot Water, Condensing, 90% AFUE | Oil, Hot Water, Forced Draft, 80% AFUE | Oil, Hot Water, Forced Draft, 76% AFUE | Electric, Hot Water, 100% AFUE | None | Gas, 96% AFUE | Gas, 92.5% AFUE | Gas, 80% AFUE | Gas, 76% AFUE | Gas, 60% AFUE | Propane, 96% AFUE | Propane, 92% AFUE | Propane, 80% AFUE | Propane, 76% AFUE | Propane, 60% AFUE | Oil, 95% AFUE | Oil, 90% AFUE | Oil, 80% AFUE | Oil, 76% AFUE | Gas, Wall or Floor, 68% AFUE | Gas, Wall or Floor, 60% AFUE | Propane, Wall or Floor, 68% AFUE | Propane, Wall or Floor, 60% AFUE | Oil, Wall or Floor, 68% AFUE | Oil, Wall or Floor, 60% AFUE | Electric, 100% AFUE | None | 100% Efficiency | None | SEER 15, 8.5 HSPF | SEER 13, 7.7 HSPF | SEER 10, 6.2 HSPF | SEER 8, 6.0 HSPF | None | Check Sum | Source
CR01 | Alaska | 1950s | Natural Gas | 68.05% | 13.49% | 18.46% | 0% | 0% | 0% | 0% | 0% | 0% | 0% | 4.999e-11% | 0% | 0% | 0% | 0% | 0% | 0% | 0% | 0% | 0% | 0% | 0% | 0% | 0% | 0% | 0% | 0% | 0% | 0% | 0% | 0% | 0% | 100% | 0% | 100% | 0% | 0% | 0% | 0% | 100% | 100% | Type from RECS, Age from RECS, Eff for Age from HES | 100% | 0
CR02 | Upper Midwest | 1950s | Natural Gas | 7.532% | 1.493% | 2.043% | 0% | 0% | 0% | 0% | 0% | 0% | 0% | 88.93% | 0% | 20.06% | 40.52% | 20.19% | 4.859% | 0% | 0% | 0% | 0% | 0% | 0% | 0% | 0% | 0% | 1.762% | 1.546% | 0% | 0% | 0% | 0% | 0% | 11.07% | 0% | 100% | 0% | 0% | 0% | 0% | 100% | 100% | Type from RECS, Age from RECS, Eff for Age from HES | 100% | 14274
CR03 | Mountain North | 1950s | Natural Gas | 5.175% | 1.026% | 1.404% | 0% | 0% | 0% | 0% | 0% | 0% | 0% | 92.39% | 0% | 20.52% | 41.44% | 20.65% | 4.97% | 0% | 0% | 0% | 0% | 0% | 0% | 0% | 0% | 0% | 2.563% | 2.249% | 0% | 0% | 0% | 0% | 0% | 7.605% | 0% | 100% | 0% | 0% | 0% | 0% | 100% | 100% | Type from RECS, Age from RECS, Eff for Age from HES | 100% | 34814
CR04 | New England | 1950s | Natural Gas | 23.87% | 4.732% | 6.473% | 0% | 0% | 0% | 0% | 0% | 0% | 0% | 64.93% | 0% | 15.21% | 30.73% | 15.31% | 3.685% | 0% | 0% | 0% | 0% | 0% | 0% | 0% | 0% | 0% | 0% | 0% | 0% | 0% | 0% | 0% | 0% | 35.07% | 0% | 100% | 0% | 0% | 0% | 0% | 100% | 100% | Type from RECS, Age from RECS, Eff for Age from HES | 100% | 50755
CR05 | Great Lakes | 1950s | Natural Gas | 2.432% | 0.4821% | 0.6595% | 0% | 0% | 0% | 0% | 0% | 0% | 0% | 96.43% | 0% | 22.59% | 45.63% | 22.74% | 5.472% | 0% | 0% | 0% | 0% | 0% | 0% | 0% | 0% | 0% | 0% | 0% | 0% | 0% | 0% | 0% | 0% | 3.573% | 0% | 100% | 0% | 0% | 0% | 0% | 100% | 100% | Type from RECS, Age from RECS, Eff for Age from HES | 100% | 21411
CR06 | Pacific Northwest | 1950s | Natural Gas | 8.836% | 1.752% | 2.397% | 0% | 0% | 0% | 0% | 0% | 0% | 0% | 87.01% | 0% | 18.46% | 37.3% | 18.59% | 4.473% | 0% | 0% | 0% | 0% | 0% | 0% | 0% | 0% | 0% | 4.365% | 3.829% | 0% | 0% | 0% | 0% | 0% | 12.99% | 0% | 100% | 0% | 0% | 0% | 0% | 100% | 100% | Type from RECS, Age from RECS, Eff for Age from HES | 100% | 38818
CR07 | Mid Atlantic | 1950s | Natural Gas | 14.66% | 2.906% | 3.975% | 0% | 0% | 0% | 0% | 0% | 0% | 0% | 78.46% | 0% | 18.25% | 36.86% | 18.37% | 4.42% | 0% | 0% | 0% | 0% | 0% | 0% | 0% | 0% | 0% | 0.3061% | 0.2685% | 0% | 0% | 0% | 0% | 0% | 21.54% | 0% | 100% | 0% | 0% | 0% | 0% | 100% | 100% | Type from RECS, Age from RECS, Eff for Age from HES | 100% | 7137
CR08 | Zone 4A | 1950s | Natural Gas | 3.1% | 0.6146% | 0.8407% | 0% | 0% | 0% | 0% | 0% | 0% | 0% | 95.44% | 0% | 19.17% | 38.73% | 19.3% | 4.645% | 0% | 0% | 0% | 0% | 0% | 0% | 0% | 0% | 0% | 7.247% | 6.357% | 0% | 0% | 0% | 0% | 0% | 4.555% | 0% | 100% | 0% | 0% | 0% | 0% | 100% | 100% | Type from RECS, Age from RECS, Eff for Age from HES | 100% | 635510
CR09 | Southeast | 1950s | Natural Gas | 0% | 0% | 0% | 0% | 0% | 0% | 0% | 0% | 0% | 0% | 100% | 0% | 19.24% | 38.86% | 19.37% | 4.661% | 0% | 0% | 0% | 0% | 0% | 0% | 0% | 0% | 0% | 9.522% | 8.353% | 0% | 0% | 0% | 0% | 0% | -9.888e-11% | 0% | 100% | 0% | 0% | 0% | 0% | 100% | 100% | Type from RECS, Age from RECS, Eff for Age from HES | 100% | 462715
CR10 | Southwest | 1950s | Natural Gas | 0% | 0% | 0% | 0% | 0% | 0% | 0% | 0% | 0% | 0% | 100% | 0% | 13.66% | 27.6% | 13.75% | 3.31% | 0% | 0% | 0% | 0% | 0% | 0% | 0% | 0% | 0% | 22.2% | 19.48% | 0% | 0% | 0% | 0% | 0% | 3.587e-11% | 0% | 100% | 0% | 0% | 0% | 0% | 100% | 100% | Type from RECS, Age from RECS, Eff for Age from HES | 100% | 349806
CR11 | California | 1950s | Natural Gas | 0.4925% | 0.09766% | 0.1336% | 0% | 0% | 0% | 0% | 0% | 0% | 0% | 99.28% | 0% | 17.5% | 35.35% | 17.61% | 4.239% | 0% | 0% | 0% | 0% | 0% | 0% | 0% | 0% | 0% | 13.09% | 11.48% | 0% | 0% | 0% | 0% | 0% | 0.7238% | 0% | 100% | 0% | 0% | 0% | 0% | 100% | 100% | Type from RECS, Age from RECS, Eff for Age from HES | 100% | 458338
CR12 | Hawaii | 1950s | Natural Gas | NaN | NaN | NaN | 0% | 0% | 0% | 0% | 0% | 0% | 0% | 100% | 0% | NaN | NaN | NaN | NaN | 0% | 0% | 0% | 0% | 0% | 0% | 0% | 0% | 0% | NaN | NaN | 0% | 0% | 0% | 0% | 0% | 100% | 0% | 100% | 0% | 0% | 0% | 0% | 100% | 100% | Type from RECS, Age from RECS, Eff for Age from HES | 0% | 309900
CR01 | Alaska | 1950s | Propane/LPG | 0% | 0% | 0% | 68.05% | 13.49% | 18.46% | 0% | 0% | 0% | 0% | 4.999e-11% | 0% | 0% | 0% | 0% | 0% | 0% | 0% | 0% | 0% | 0% | 0% | 0% | 0% | 0% | 0% | 0% | 0% | 0% | 0% | 0% | 0% | 100% | 0% | 100% | 0% | 0% | 0% | 0% | 100% | 100% | Type from RECS, Age from RECS, Eff for Age from HES | 100% | 301091
CR02 | Upper Midwest | 1950s | Propane/LPG | 0% | 0% | 0% | 7.532% | 1.493% | 2.043% | 0% | 0% | 0% | 0% | 88.93% | 0% | 0% | 0% | 0% | 0% | 0% | 20.06% | 40.52% | 20.19% | 4.859% | 0% | 0% | 0% | 0% | 0% | 0% | 1.762% | 1.546% | 0% | 0% | 0% | 11.07% | 0% | 100% | 0% | 0% | 0% | 0% | 100% | 100% | Type from RECS, Age from RECS, Eff for Age from HES | 100% | 269066
CR03 | Mountain North | 1950s | Propane/LPG | 0% | 0% | 0% | 5.175% | 1.026% | 1.404% | 0% | 0% | 0% | 0% | 92.39% | 0% | 0% | 0% | 0% | 0% | 0% | 20.52% | 41.44% | 20.65% | 4.97% | 0% | 0% | 0% | 0% | 0% | 0% | 2.563% | 2.249% | 0% | 0% | 0% | 7.605% | 0% | 100% | 0% | 0% | 0% | 0% | 100% | 100% | Type from RECS, Age from RECS, Eff for Age from HES | 100% | 366768
CR04 | New England | 1950s | Propane/LPG | 0% | 0% | 0% | 23.87% | 4.732% | 6.473% | 0% | 0% | 0% | 0% | 64.93% | 0% | 0% | 0% | 0% | 0% | 0% | 15.21% | 30.73% | 15.31% | 3.685% | 0% | 0% | 0% | 0% | 0% | 0% | 0% | 0% | 0% | 0% | 0% | 35.07% | 0% | 100% | 0% | 0% | 0% | 0% | 100% | 100% | Type from RECS, Age from RECS, Eff for Age from HES | 100% | 218703
CR05 | Great Lakes | 1950s | Propane/LPG | 0% | 0% | 0% | 2.432% | 0.4821% | 0.6595% | 0% | 0% | 0% | 0% | 96.43% | 0% | 0% | 0% | 0% | 0% | 0% | 22.59% | 45.63% | 22.74% | 5.472% | 0% | 0% | 0% | 0% | 0% | 0% | 0% | 0% | 0% | 0% | 0% | 3.573% | 0% | 100% | 0% | 0% | 0% | 0% | 100% | 100% | Type from RECS, Age from RECS, Eff for Age from HES | 100% | 130221
CR06 | Pacific Northwest | 1950s | Propane/LPG | 0% | 0% | 0% | 8.836% | 1.752% | 2.397% | 0% | 0% | 0% | 0% | 87.01% | 0% | 0% | 0% | 0% | 0% | 0% | 18.46% | 37.3% | 18.59% | 4.473% | 0% | 0% | 0% | 0% | 0% | 0% | 4.365% | 3.829% | 0% | 0% | 0% | 12.99% | 0% | 100% | 0% | 0% | 0% | 0% | 100% | 100% | Type from RECS, Age from RECS, Eff for Age from HES | 100% | 422155
CR07 | Mid Atlantic | 1950s | Propane/LPG | 0% | 0% | 0% | 14.66% | 2.906% | 3.975% | 0% | 0% | 0% | 0% | 78.46% | 0% | 0% | 0% | 0% | 0% | 0% | 18.25% | 36.86% | 18.37% | 4.42% | 0% | 0% | 0% | 0% | 0% | 0% | 0.3061% | 0.2685% | 0% | 0% | 0% | 21.54% | 0% | 100% | 0% | 0% | 0% | 0% | 100% | 100% | Type from RECS, Age from RECS, Eff for Age from HES | 100% | 373445
CR08 | Zone 4A | 1950s | Propane/LPG | 0% | 0% | 0% | 3.1% | 0.6146% | 0.8407% | 0% | 0% | 0% | 0% | 95.44% | 0% | 0% | 0% | 0% | 0% | 0% | 19.17% | 38.73% | 19.3% | 4.645% | 0% | 0% | 0% | 0% | 0% | 0% | 7.247% | 6.357% | 0% | 0% | 0% | 4.555% | 0% | 100% | 0% | 0% | 0% | 0% | 100% | 100% | Type from RECS, Age from RECS, Eff for Age from HES | 100% | 344560
CR09 | Southeast | 1950s | Propane/LPG | 0% | 0% | 0% | 0% | 0% | 0% | 0% | 0% | 0% | 0% | 100% | 0% | 0% | 0% | 0% | 0% | 0% | 19.24% | 38.86% | 19.37% | 4.661% | 0% | 0% | 0% | 0% | 0% | 0% | 9.522% | 8.353% | 0% | 0% | 0% | -9.888e-11% | 0% | 100% | 0% | 0% | 0% | 0% | 100% | 100% | Type from RECS, Age from RECS, Eff for Age from HES | 100% | 263466
CR10 | Southwest | 1950s | Propane/LPG | 0% | 0% | 0% | 0% | 0% | 0% | 0% | 0% | 0% | 0% | 100% | 0% | 0% | 0% | 0% | 0% | 0% | 13.66% | 27.6% | 13.75% | 3.31% | 0% | 0% | 0% | 0% | 0% | 0% | 22.2% | 19.48% | 0% | 0% | 0% | 3.587e-11% | 0% | 100% | 0% | 0% | 0% | 0% | 100% | 100% | Type from RECS, Age from RECS, Eff for Age from HES | 100% | 259665
CR11 | California | 1950s | Propane/LPG | 0% | 0% | 0% | 0.4925% | 0.09766% | 0.1336% | 0% | 0% | 0% | 0% | 99.28% | 0% | 0% | 0% | 0% | 0% | 0% | 17.5% | 35.35% | 17.61% | 4.239% | 0% | 0% | 0% | 0% | 0% | 0% | 13.09% | 11.48% | 0% | 0% | 0% | 0.7238% | 0% | 100% | 0% | 0% | 0% | 0% | 100% | 100% | Type from RECS, Age from RECS, Eff for Age from HES | 100% | 128780
CR12 | Hawaii | 1950s | Propane/LPG | 0% | 0% | 0% | NaN | NaN | NaN | 0% | 0% | 0% | 0% | 100% | 0% | 0% | 0% | 0% | 0% | 0% | NaN | NaN | NaN | NaN | 0% | 0% | 0% | 0% | 0% | 0% | NaN | NaN | 0% | 0% | 0% | 100% | 0% | 100% | 0% | 0% | 0% | 0% | 100% | 100% | Type from RECS, Age from RECS, Eff for Age from HES | 0% | 113071
CR01 | Alaska | 1950s | Fuel Oil | 0% | 0% | 0% |  |  |  | NaN | NaN | NaN | 0% | 100% | 0% | 0% | 0% | 0% | 0% | 0% | 0% | 0% | 0% | 0% | 0% | NaN | NaN | NaN | 0% | 0% | 0% | 0% | NaN | NaN | 0% | 100% | 0% | 100% | 0% | 0% | 0% | 0% | 100% | 100% | Type from RECS, Age from RECS, Eff for Age from HES | 0% | 66182
CR02 | Upper Midwest | 1950s | Fuel Oil | 0% | 0% | 0% |  |  |  | 6.317% | 14.01% | 3.992% | 0% | 75.68% | 0% | 0% | 0% | 0% | 0% | 0% | 0% | 0% | 0% | 0% | 0% | 5.509% | 60.74% | 9.428% | 0% | 0% | 0% | 0% | 0% | 0% | 0% | 24.32% | 0% | 100% | 0% | 0% | 0% | 0% | 100% | 100% | Type from RECS, Age from RECS, Eff for Age from HES | 100% | 92142
CR03 | Mountain North | 1950s | Fuel Oil | 0% | 0% | 0% |  |  |  | NaN | NaN | NaN | 0% | 100% | 0% | 0% | 0% | 0% | 0% | 0% | 0% | 0% | 0% | 0% | 0% | NaN | NaN | NaN | 0% | 0% | 0% | 0% | NaN | NaN | 0% | 100% | 0% | 100% | 0% | 0% | 0% | 0% | 100% | 100% | Type from RECS, Age from RECS, Eff for Age from HES | 0% | 65461
CR04 | New England | 1950s | Fuel Oil | 0% | 0% | 0% |  |  |  | 14.41% | 31.95% | 9.104% | 0% | 44.53% | 0% | 0% | 0% | 0% | 0% | 0% | 0% | 0% | 0% | 0% | 0% | 3.16% | 34.84% | 5.408% | 0% | 0% | 0% | 0% | 0.5566% | 0.5696% | 0% | 55.47% | 0% | 100% | 0% | 0% | 0% | 0% | 100% | 100% | Type from RECS, Age from RECS, Eff for Age from HES | 100% | 25873
CR05 | Great Lakes | 1950s | Fuel Oil | 0% | 0% | 0% |  |  |  | 0% | 0% | 0% | 0% | 100% | 0% | 0% | 0% | 0% | 0% | 0% | 0% | 0% | 0% | 0% | 0% | 5.681% | 62.64% | 9.722% | 0% | 0% | 0% | 0% | 10.85% | 11.1% | 0% | -4.903e-11% | 0% | 100% | 0% | 0% | 0% | 0% | 100% | 100% | Type from RECS, Age from RECS, Eff for Age from HES | 100% | 2570116
CR06 | Pacific Northwest | 1950s | Fuel Oil | 0% | 0% | 0% |  |  |  | 0% | 0% | 0% | 0% | 100% | 0% | 0% | 0% | 0% | 0% | 0% | 0% | 0% | 0% | 0% | 0% | 4.965% | 54.75% | 8.497% | 0% | 0% | 0% | 0% | 15.71% | 16.08% | 0% | -4.412e-11% | 0% | 100% | 0% | 0% | 0% | 0% | 100% | 100% | Type from RECS, Age from RECS, Eff for Age from HES | 100% | 1597922
CR07 | Mid Atlantic | 1950s | Fuel Oil | 0% | 0% | 0% |  |  |  | 11.32% | 25.1% | 7.152% | 0% | 56.43% | 0% | 0% | 0% | 0% | 0% | 0% | 0% | 0% | 0% | 0% | 0% | 3.022% | 33.33% | 5.172% | 0% | 0% | 0% | 0% | 7.369% | 7.54% | 0% | 43.57% | 0% | 100% | 0% | 0% | 0% | 0% | 100% | 100% | Type from RECS, Age from RECS, Eff for Age from HES | 100% | 1113826
CR08 | Zone 4A | 1950s | Fuel Oil | 0% | 0% | 0% |  |  |  | 0% | 0% | 0% | 0% | 100% | 0% | 0% | 0% | 0% | 0% | 0% | 0% | 0% | 0% | 0% | 0% | 7.279% | 80.26% | 12.46% | 0% | 0% | 0% | 0% | 0% | 0% | 0% | -6e-11% | 0% | 100% | 0% | 0% | 0% | 0% | 100% | 100% | Type from RECS, Age from RECS, Eff for Age from HES | 100% | 679305
CR09 | Southeast | 1950s | Fuel Oil | 0% | 0% | 0% |  |  |  | 0% | 0% | 0% | 0% | 100% | 0% | 0% | 0% | 0% | 0% | 0% | 0% | 0% | 0% | 0% | 0% | 4.055% | 44.71% | 6.939% | 0% | 0% | 0% | 0% | 21.89% | 22.4% | 0% | -3.786e-11% | 0% | 100% | 0% | 0% | 0% | 0% | 100% | 100% | Type from RECS, Age from RECS, Eff for Age from HES | 100% | 584652
CR10 | Southwest | 1950s | Fuel Oil | 0% | 0% | 0% |  |  |  | NaN | NaN | NaN | 0% | 100% | 0% | 0% | 0% | 0% | 0% | 0% | 0% | 0% | 0% | 0% | 0% | NaN | NaN | NaN | 0% | 0% | 0% | 0% | NaN | NaN | 0% | 100% | 0% | 100% | 0% | 0% | 0% | 0% | 100% | 100% | Type from RECS, Age from RECS, Eff for Age from HES | 0% | 939214
CR11 | California | 1950s | Fuel Oil | 0% | 0% | 0% |  |  |  | NaN | NaN | NaN | 0% | 100% | 0% | 0% | 0% | 0% | 0% | 0% | 0% | 0% | 0% | 0% | 0% | NaN | NaN | NaN | 0% | 0% | 0% | 0% | NaN | NaN | 0% | 100% | 0% | 100% | 0% | 0% | 0% | 0% | 100% | 100% | Type from RECS, Age from RECS, Eff for Age from HES | 0% | 733661
CR12 | Hawaii | 1950s | Fuel Oil | 0% | 0% | 0% |  |  |  | NaN | NaN | NaN | 0% | 100% | 0% | 0% | 0% | 0% | 0% | 0% | 0% | 0% | 0% | 0% | 0% | NaN | NaN | NaN | 0% | 0% | 0% | 0% | NaN | NaN | 0% | 100% | 0% | 100% | 0% | 0% | 0% | 0% | 100% | 100% | Type from RECS, Age from RECS, Eff for Age from HES | 0% | 205364
CR01 | Alaska | 1950s | Electricity | 0% | 0% | 0% |  |  |  | 0% | 0% | 0% | NaN | 100% | 0% | 0% | 0% | 0% | 0% | 0% | 0% | 0% | 0% | 0% | 0% | 0% | 0% | 0% | 0% | 0% | 0% | 0% | 0% | 0% | NaN | 100% | NaN | 100% | NaN | NaN | NaN | NaN | 100% | 100% | Type from RECS, Age from RECS, Eff for Age from HES | 0% | 86924
CR02 | Upper Midwest | 1950s | Electricity | 0% | 0% | 0% |  |  |  | 0% | 0% | 0% | 11.23% | 88.77% | 0% | 0% | 0% | 0% | 0% | 0% | 0% | 0% | 0% | 0% | 0% | 0% | 0% | 0% | 0% | 0% | 0% | 0% | 0% | 0% | 65.48% | 34.52% | 13.28% | 86.72% | 1.159% | 7.005% | 1.839% | 0% | 90% | 100% | Type from RECS, Age from RECS, Eff for Age from HES | 100% | 173310
CR03 | Mountain North | 1950s | Electricity | 0% | 0% | 0% |  |  |  | 0% | 0% | 0% | 0% | 100% | 0% | 0% | 0% | 0% | 0% | 0% | 0% | 0% | 0% | 0% | 0% | 0% | 0% | 0% | 0% | 0% | 0% | 0% | 0% | 0% | 0% | 100% | 0% | 100% | 11.58% | 70.03% | 18.38% | 0% | -3e-11% | 100% | Type from RECS, Age from RECS, Eff for Age from HES | 100% | 76002
CR04 | New England | 1950s | Electricity | 0% | 0% | 0% |  |  |  | 0% | 0% | 0% | 0% | 100% | 0% | 0% | 0% | 0% | 0% | 0% | 0% | 0% | 0% | 0% | 0% | 0% | 0% | 0% | 0% | 0% | 0% | 0% | 0% | 0% | 63.54% | 36.46% | 36.46% | 63.54% | 0% | 0% | 0% | 0% | 100% | 100% | Type from RECS, Age from RECS, Eff for Age from HES | 100% | 159696
CR05 | Great Lakes | 1950s | Electricity | 0% | 0% | 0% |  |  |  | 0% | 0% | 0% | 0% | 100% | 0% | 0% | 0% | 0% | 0% | 0% | 0% | 0% | 0% | 0% | 0% | 0% | 0% | 0% | 0% | 0% | 0% | 0% | 0% | 0% | 28.33% | 71.67% | 51.69% | 48.31% | 2.315% | 14% | 3.674% | 0% | 80.02% | 100% | Type from RECS, Age from RECS, Eff for Age from HES | 100% | 163542
CR06 | Pacific Northwest | 1950s | Electricity | 0% | 0% | 0% |  |  |  | 0% | 0% | 0% | 0% | 100% | 0% | 0% | 0% | 0% | 0% | 0% | 0% | 0% | 0% | 0% | 0% | 0% | 0% | 0% | 0% | 0% | 0% | 0% | 0% | 0% | 8.023% | 91.98% | 82.82% | 17.18% | 1.061% | 6.413% | 1.684% | 0% | 90.84% | 100% | Type from RECS, Age from RECS, Eff for Age from HES | 100% | 256905
CR07 | Mid Atlantic | 1950s | Electricity | 0% | 0% | 0% |  |  |  | 0% | 0% | 0% | 13.26% | 86.74% | 0% | 0% | 0% | 0% | 0% | 0% | 0% | 0% | 0% | 0% | 0% | 0% | 0% | 0% | 0% | 0% | 0% | 0% | 0% | 0% | 36.61% | 63.39% | 50.13% | 49.87% | 0% | 0% | 0% | 0% | 100% | 100% | Type from RECS, Age from RECS, Eff for Age from HES | 100% | 1083791
CR08 | Zone 4A | 1950s | Electricity | 0% | 0% | 0% |  |  |  | 0% | 0% | 0% | 0% | 100% | 0% | 0% | 0% | 0% | 0% | 0% | 0% | 0% | 0% | 0% | 0% | 0% | 0% | 0% | 0% | 0% | 0% | 0% | 0% | 0% | 34.32% | 65.68% | 26.54% | 73.46% | 4.534% | 27.41% | 7.196% | 0% | 60.86% | 100% | Type from RECS, Age from RECS, Eff for Age from HES | 100% | 1277584
CR09 | Southeast | 1950s | Electricity | 0% | 0% | 0% |  |  |  | 0% | 0% | 0% | 0% | 100% | 0% | 0% | 0% | 0% | 0% | 0% | 0% | 0% | 0% | 0% | 0% | 0% | 0% | 0% | 0% | 0% | 0% | 0% | 0% | 0% | 48.45% | 51.55% | 25.12% | 74.88% | 3.062% | 18.51% | 4.859% | 0% | 73.57% | 100% | Type from RECS, Age from RECS, Eff for Age from HES | 100% | 599983
CR10 | Southwest | 1950s | Electricity | 0% | 0% | 0% |  |  |  | 0% | 0% | 0% | NaN | 100% | 0% | 0% | 0% | 0% | 0% | 0% | 0% | 0% | 0% | 0% | 0% | 0% | 0% | 0% | 0% | 0% | 0% | 0% | 0% | 0% | NaN | 100% | NaN | 100% | NaN | NaN | NaN | NaN | 100% | 100% | Type from RECS, Age from RECS, Eff for Age from HES | 0% | 401811
CR11 | California | 1950s | Electricity | 0% | 0% | 0% |  |  |  | 0% | 0% | 0% | 0% | 100% | 0% | 0% | 0% | 0% | 0% | 0% | 0% | 0% | 0% | 0% | 0% | 0% | 0% | 0% | 0% | 0% | 0% | 0% | 0% | 0% | 52.08% | 47.92% | 38.07% | 61.93% | 1.14% | 6.895% | 1.81% | 0% | 90.16% | 100% | Type from RECS, Age from RECS, Eff for Age from HES | 100% | 414219
CR12 | Hawaii | 1950s | Electricity | 0% | 0% | 0% |  |  |  | 0% | 0% | 0% | NaN | 100% | 0% | 0% | 0% | 0% | 0% | 0% | 0% | 0% | 0% | 0% | 0% | 0% | 0% | 0% | 0% | 0% | 0% | 0% | 0% | 0% | NaN | 100% | NaN | 100% | NaN | NaN | NaN | NaN | 100% | 100% | Type from RECS, Age from RECS, Eff for Age from HES | 0% | 346203
CR01 | Alaska | 1950s | Other Fuel | 0% | 0% | 0% |  |  |  | 0% | 0% | 0% | 0% | 100% | 0% | 0% | 0% | 0% | 0% | 0% | 0% | 0% | 0% | 0% | 0% | 0% | 0% | 0% | 0% | 0% | 0% | 0% | 0% | 0% | 0% | 100% | 0% | 100% | 0% | 0% | 0% | 0% | 100% | 100% | Type from RECS, Age from RECS, Eff for Age from HES | 0% | 384090
CR02 | Upper Midwest | 1950s | Other Fuel | 0% | 0% | 0% |  |  |  | 0% | 0% | 0% | 0% | 100% | 0% | 0% | 0% | 0% | 0% | 0% | 0% | 0% | 0% | 0% | 0% | 0% | 0% | 0% | 0% | 0% | 0% | 0% | 0% | 0% | 0% | 100% | 0% | 100% | 0% | 0% | 0% | 0% | 100% | 100% | Type from RECS, Age from RECS, Eff for Age from HES | 0% | 799667
CR03 | Mountain North | 1950s | Other Fuel | 0% | 0% | 0% |  |  |  | 0% | 0% | 0% | 0% | 100% | 0% | 0% | 0% | 0% | 0% | 0% | 0% | 0% | 0% | 0% | 0% | 0% | 0% | 0% | 0% | 0% | 0% | 0% | 0% | 0% | 0% | 100% | 0% | 100% | 0% | 0% | 0% | 0% | 100% | 100% | Type from RECS, Age from RECS, Eff for Age from HES | 0% | 523626
CR04 | New England | 1950s | Other Fuel | 0% | 0% | 0% |  |  |  | 0% | 0% | 0% | 0% | 100% | 0% | 0% | 0% | 0% | 0% | 0% | 0% | 0% | 0% | 0% | 0% | 0% | 0% | 0% | 0% | 0% | 0% | 0% | 0% | 0% | 0% | 100% | 0% | 100% | 0% | 0% | 0% | 0% | 100% | 100% | Type from RECS, Age from RECS, Eff for Age from HES | 0% | 623994
CR05 | Great Lakes | 1950s | Other Fuel | 0% | 0% | 0% |  |  |  | 0% | 0% | 0% | 0% | 100% | 0% | 0% | 0% | 0% | 0% | 0% | 0% | 0% | 0% | 0% | 0% | 0% | 0% | 0% | 0% | 0% | 0% | 0% | 0% | 0% | 0% | 100% | 0% | 100% | 0% | 0% | 0% | 0% | 100% | 100% | Type from RECS, Age from RECS, Eff for Age from HES | 0% | 541443
CR06 | Pacific Northwest | 1950s | Other Fuel | 0% | 0% | 0% |  |  |  | 0% | 0% | 0% | 0% | 100% | 0% | 0% | 0% | 0% | 0% | 0% | 0% | 0% | 0% | 0% | 0% | 0% | 0% | 0% | 0% | 0% | 0% | 0% | 0% | 0% | 0% | 100% | 0% | 100% | 0% | 0% | 0% | 0% | 100% | 100% | Type from RECS, Age from RECS, Eff for Age from HES | 0% | 340511
CR07 | Mid Atlantic | 1950s | Other Fuel | 0% | 0% | 0% |  |  |  | 0% | 0% | 0% | 0% | 100% | 0% | 0% | 0% | 0% | 0% | 0% | 0% | 0% | 0% | 0% | 0% | 0% | 0% | 0% | 0% | 0% | 0% | 0% | 0% | 0% | 0% | 100% | 0% | 100% | 0% | 0% | 0% | 0% | 100% | 100% | Type from RECS, Age from RECS, Eff for Age from HES | 0% | 759659
CR08 | Zone 4A | 1950s | Other Fuel | 0% | 0% | 0% |  |  |  | 0% | 0% | 0% | 0% | 100% | 0% | 0% | 0% | 0% | 0% | 0% | 0% | 0% | 0% | 0% | 0% | 0% | 0% | 0% | 0% | 0% | 0% | 0% | 0% | 0% | 0% | 100% | 0% | 100% | 0% | 0% | 0% | 0% | 100% | 100% | Type from RECS, Age from RECS, Eff for Age from HES | 0% | 602038
CR09 | Southeast | 1950s | Other Fuel | 0% | 0% | 0% |  |  |  | 0% | 0% | 0% | 0% | 100% | 0% | 0% | 0% | 0% | 0% | 0% | 0% | 0% | 0% | 0% | 0% | 0% | 0% | 0% | 0% | 0% | 0% | 0% | 0% | 0% | 0% | 100% | 0% | 100% | 0% | 0% | 0% | 0% | 100% | 100% | Type from RECS, Age from RECS, Eff for Age from HES | 0% | 977203
CR10 | Southwest | 1950s | Other Fuel | 0% | 0% | 0% |  |  |  | 0% | 0% | 0% | 0% | 100% | 0% | 0% | 0% | 0% | 0% | 0% | 0% | 0% | 0% | 0% | 0% | 0% | 0% | 0% | 0% | 0% | 0% | 0% | 0% | 0% | 0% | 100% | 0% | 100% | 0% | 0% | 0% | 0% | 100% | 100% | Type from RECS, Age from RECS, Eff for Age from HES | 0% | 1025836
CR11 | California | 1950s | Other Fuel | 0% | 0% | 0% |  |  |  | 0% | 0% | 0% | 0% | 100% | 0% | 0% | 0% | 0% | 0% | 0% | 0% | 0% | 0% | 0% | 0% | 0% | 0% | 0% | 0% | 0% | 0% | 0% | 0% | 0% | 0% | 100% | 0% | 100% | 0% | 0% | 0% | 0% | 100% | 100% | Type from RECS, Age from RECS, Eff for Age from HES | 0% | 1070548
CR12 | Hawaii | 1950s | Other Fuel | 0% | 0% | 0% |  |  |  | 0% | 0% | 0% | 0% | 100% | 0% | 0% | 0% | 0% | 0% | 0% | 0% | 0% | 0% | 0% | 0% | 0% | 0% | 0% | 0% | 0% | 0% | 0% | 0% | 0% | 0% | 100% | 0% | 100% | 0% | 0% | 0% | 0% | 100% | 100% | Type from RECS, Age from RECS, Eff for Age from HES | 0% | 1035243
CR01 | Alaska | 1950s | None | 0% | 0% | 0% |  |  |  | 0% | 0% | 0% | 0% | 100% | 0% | 0% | 0% | 0% | 0% | 0% | 0% | 0% | 0% | 0% | 0% | 0% | 0% | 0% | 0% | 0% | 0% | 0% | 0% | 0% | 0% | 100% | 0% | 100% | 0% | 0% | 0% | 0% | 100% | 100% | Type from RECS, Age from RECS, Eff for Age from HES | 0% | 1082083
CR02 | Upper Midwest | 1950s | None | 0% | 0% | 0% |  |  |  | 0% | 0% | 0% | 0% | 100% | 0% | 0% | 0% | 0% | 0% | 0% | 0% | 0% | 0% | 0% | 0% | 0% | 0% | 0% | 0% | 0% | 0% | 0% | 0% | 0% | 0% | 100% | 0% | 100% | 0% | 0% | 0% | 0% | 100% | 100% | Type from RECS, Age from RECS, Eff for Age from HES | 0% | 1156516
CR03 | Mountain North | 1950s | None | 0% | 0% | 0% |  |  |  | 0% | 0% | 0% | 0% | 100% | 0% | 0% | 0% | 0% | 0% | 0% | 0% | 0% | 0% | 0% | 0% | 0% | 0% | 0% | 0% | 0% | 0% | 0% | 0% | 0% | 0% | 100% | 0% | 100% | 0% | 0% | 0% | 0% | 100% | 100% | Type from RECS, Age from RECS, Eff for Age from HES | 0% | 1828355
CR04 | New England | 1950s | None | 0% | 0% | 0% |  |  |  | 0% | 0% | 0% | 0% | 100% | 0% | 0% | 0% | 0% | 0% | 0% | 0% | 0% | 0% | 0% | 0% | 0% | 0% | 0% | 0% | 0% | 0% | 0% | 0% | 0% | 0% | 100% | 0% | 100% | 0% | 0% | 0% | 0% | 100% | 100% | Type from RECS, Age from RECS, Eff for Age from HES | 0% | 35919
CR05 | Great Lakes | 1950s | None | 0% | 0% | 0% |  |  |  | 0% | 0% | 0% | 0% | 100% | 0% | 0% | 0% | 0% | 0% | 0% | 0% | 0% | 0% | 0% | 0% | 0% | 0% | 0% | 0% | 0% | 0% | 0% | 0% | 0% | 0% | 100% | 0% | 100% | 0% | 0% | 0% | 0% | 100% | 100% | Type from RECS, Age from RECS, Eff for Age from HES | 0% | 170308
CR06 | Pacific Northwest | 1950s | None | 0% | 0% | 0% |  |  |  | 0% | 0% | 0% | 0% | 100% | 0% | 0% | 0% | 0% | 0% | 0% | 0% | 0% | 0% | 0% | 0% | 0% | 0% | 0% | 0% | 0% | 0% | 0% | 0% | 0% | 0% | 100% | 0% | 100% | 0% | 0% | 0% | 0% | 100% | 100% | Type from RECS, Age from RECS, Eff for Age from HES | 0% | 31497
CR07 | Mid Atlantic | 1950s | None | 0% | 0% | 0% |  |  |  | 0% | 0% | 0% | 0% | 100% | 0% | 0% | 0% | 0% | 0% | 0% | 0% | 0% | 0% | 0% | 0% | 0% | 0% | 0% | 0% | 0% | 0% | 0% | 0% | 0% | 0% | 100% | 0% | 100% | 0% | 0% | 0% | 0% | 100% | 100% | Type from RECS, Age from RECS, Eff for Age from HES | 0% | 318473
CR08 | Zone 4A | 1950s | None | 0% | 0% | 0% |  |  |  | 0% | 0% | 0% | 0% | 100% | 0% | 0% | 0% | 0% | 0% | 0% | 0% | 0% | 0% | 0% | 0% | 0% | 0% | 0% | 0% | 0% | 0% | 0% | 0% | 0% | 0% | 100% | 0% | 100% | 0% | 0% | 0% | 0% | 100% | 100% | Type from RECS, Age from RECS, Eff for Age from HES | 0% | 212799
CR09 | Southeast | 1950s | None | 0% | 0% | 0% |  |  |  | 0% | 0% | 0% | 0% | 100% | 0% | 0% | 0% | 0% | 0% | 0% | 0% | 0% | 0% | 0% | 0% | 0% | 0% | 0% | 0% | 0% | 0% | 0% | 0% | 0% | 0% | 100% | 0% | 100% | 0% | 0% | 0% | 0% | 100% | 100% | Type from RECS, Age from RECS, Eff for Age from HES | 0% | 433596
CR10 | Southwest | 1950s | None | 0% | 0% | 0% |  |  |  | 0% | 0% | 0% | 0% | 100% | 0% | 0% | 0% | 0% | 0% | 0% | 0% | 0% | 0% | 0% | 0% | 0% | 0% | 0% | 0% | 0% | 0% | 0% | 0% | 0% | 0% | 100% | 0% | 100% | 0% | 0% | 0% | 0% | 100% | 100% | Type from RECS, Age from RECS, Eff for Age from HES | 0% | 333832
CR11 | California | 1950s | None | 0% | 0% | 0% |  |  |  | 0% | 0% | 0% | 0% | 100% | 0% | 0% | 0% | 0% | 0% | 0% | 0% | 0% | 0% | 0% | 0% | 0% | 0% | 0% | 0% | 0% | 0% | 0% | 0% | 0% | 0% | 100% | 0% | 100% | 0% | 0% | 0% | 0% | 100% | 100% | Type from RECS, Age from RECS, Eff for Age from HES | 0% | 740087
CR12 | Hawaii | 1950s | None | 0% | 0% | 0% |  |  |  | 0% | 0% | 0% | 0% | 100% | 0% | 0% | 0% | 0% | 0% | 0% | 0% | 0% | 0% | 0% | 0% | 0% | 0% | 0% | 0% | 0% | 0% | 0% | 0% | 0% | 0% | 100% | 0% | 100% | 0% | 0% | 0% | 0% | 100% | 100% | Type from RECS, Age from RECS, Eff for Age from HES | 0% | 1023336
CR01 | Alaska | 1960s | Natural Gas | 25.63% | 6.088% | 9.281% | 0% | 0% | 0% | 0% | 0% | 0% | 0% | 59% | 0% | 14.79% | 28.52% | 12.76% | 2.932% | 0% | 0% | 0% | 0% | 0% | 0% | 0% | 0% | 0% | 0% | 0% | 0% | 0% | 0% | 0% | 0% | 41% | 0% | 100% | 0% | 0% | 0% | 0% | 100% | 100% | Type from RECS, Age from RECS, Eff for Age from HES | 100% | 863170
CR02 | Upper Midwest | 1960s | Natural Gas | 10.53% | 2.5% | 3.811% | 0% | 0% | 0% | 0% | 0% | 0% | 0% | 83.16% | 0% | 20.84% | 40.21% | 17.98% | 4.132% | 0% | 0% | 0% | 0% | 0% | 0% | 0% | 0% | 0% | 0% | 0% | 0% | 0% | 0% | 0% | 0% | 16.84% | 0% | 100% | 0% | 0% | 0% | 0% | 100% | 100% | Type from RECS, Age from RECS, Eff for Age from HES | 100% | 713006
CR03 | Mountain North | 1960s | Natural Gas | 8.403% | 1.996% | 3.043% | 0% | 0% | 0% | 0% | 0% | 0% | 0% | 86.56% | 0% | 21.69% | 41.85% | 18.72% | 4.301% | 0% | 0% | 0% | 0% | 0% | 0% | 0% | 0% | 0% | 0% | 0% | 0% | 0% | 0% | 0% | 0% | 13.44% | 0% | 100% | 0% | 0% | 0% | 0% | 100% | 100% | Type from RECS, Age from RECS, Eff for Age from HES | 100% | 597013
CR04 | New England | 1960s | Natural Gas | 20.29% | 4.82% | 7.348% | 0% | 0% | 0% | 0% | 0% | 0% | 0% | 67.54% | 0% | 15.31% | 29.53% | 13.21% | 3.034% | 0% | 0% | 0% | 0% | 0% | 0% | 0% | 0% | 0% | 3.746% | 2.72% | 0% | 0% | 0% | 0% | 0% | 32.46% | 0% | 100% | 0% | 0% | 0% | 0% | 100% | 100% | Type from RECS, Age from RECS, Eff for Age from HES | 100% | 533489
CR05 | Great Lakes | 1960s | Natural Gas | 5.81% | 1.38% | 2.104% | 0% | 0% | 0% | 0% | 0% | 0% | 0% | 90.71% | 0% | 22.73% | 43.85% | 19.61% | 4.507% | 0% | 0% | 0% | 0% | 0% | 0% | 0% | 0% | 0% | 0% | 0% | 0% | 0% | 0% | 0% | 0% | 9.293% | 0% | 100% | 0% | 0% | 0% | 0% | 100% | 100% | Type from RECS, Age from RECS, Eff for Age from HES | 100% | 433663
CR06 | Pacific Northwest | 1960s | Natural Gas | 0% | 0% | 0% | 0% | 0% | 0% | 0% | 0% | 0% | 0% | 100% | 0% | 25.06% | 48.35% | 21.62% | 4.969% | 0% | 0% | 0% | 0% | 0% | 0% | 0% | 0% | 0% | 0% | 0% | 0% | 0% | 0% | 0% | 0% | -4.001e-11% | 0% | 100% | 0% | 0% | 0% | 0% | 100% | 100% | Type from RECS, Age from RECS, Eff for Age from HES | 100% | 0
CR07 | Mid Atlantic | 1960s | Natural Gas | 20.41% | 4.849% | 7.392% | 0% | 0% | 0% | 0% | 0% | 0% | 0% | 67.34% | 0% | 15.81% | 30.5% | 13.64% | 3.135% | 0% | 0% | 0% | 0% | 0% | 0% | 0% | 0% | 0% | 2.467% | 1.791% | 0% | 0% | 0% | 0% | 0% | 32.66% | 0% | 100% | 0% | 0% | 0% | 0% | 100% | 100% | Type from RECS, Age from RECS, Eff for Age from HES | 100% | 0
CR08 | Zone 4A | 1960s | Natural Gas | 0.9731% | 0.2311% | 0.3523% | 0% | 0% | 0% | 0% | 0% | 0% | 0% | 98.44% | 0% | 21.98% | 42.4% | 18.96% | 4.357% | 0% | 0% | 0% | 0% | 0% | 0% | 0% | 0% | 0% | 6.227% | 4.521% | 0% | 0% | 0% | 0% | 0% | 1.557% | 0% | 100% | 0% | 0% | 0% | 0% | 100% | 100% | Type from RECS, Age from RECS, Eff for Age from HES | 100% | 0
CR09 | Southeast | 1960s | Natural Gas | 0.8298% | 0.1971% | 0.3005% | 0% | 0% | 0% | 0% | 0% | 0% | 0% | 98.67% | 0% | 21.46% | 41.39% | 18.51% | 4.254% | 0% | 0% | 0% | 0% | 0% | 0% | 0% | 0% | 0% | 7.562% | 5.49% | 0% | 0% | 0% | 0% | 0% | 1.327% | 0% | 100% | 0% | 0% | 0% | 0% | 100% | 100% | Type from RECS, Age from RECS, Eff for Age from HES | 100% | 0
CR10 | Southwest | 1960s | Natural Gas | 0% | 0% | 0% | 0% | 0% | 0% | 0% | 0% | 0% | 0% | 100% | 0% | 25.06% | 48.35% | 21.62% | 4.969% | 0% | 0% | 0% | 0% | 0% | 0% | 0% | 0% | 0% | 0% | 0% | 0% | 0% | 0% | 0% | 0% | 0% | 0% | 100% | 0% | 0% | 0% | 0% | 100% | 100% | Type from RECS, Age from RECS, Eff for Age from HES | 100% | 0
CR11 | California | 1960s | Natural Gas | 0.6133% | 0.1457% | 0.2221% | 0% | 0% | 0% | 0% | 0% | 0% | 0% | 99.02% | 0% | 19.54% | 37.7% | 16.86% | 3.875% | 0% | 0% | 0% | 0% | 0% | 0% | 0% | 0% | 0% | 12.19% | 8.848% | 0% | 0% | 0% | 0% | 0% | 0.9811% | 0% | 100% | 0% | 0% | 0% | 0% | 100% | 100% | Type from RECS, Age from RECS, Eff for Age from HES | 100% | 0
CR12 | Hawaii | 1960s | Natural Gas | NaN | NaN | NaN | 0% | 0% | 0% | 0% | 0% | 0% | 0% | 100% | 0% | NaN | NaN | NaN | NaN | 0% | 0% | 0% | 0% | 0% | 0% | 0% | 0% | 0% | NaN | NaN | 0% | 0% | 0% | 0% | 0% | 100% | 0% | 100% | 0% | 0% | 0% | 0% | 100% | 100% | Type from RECS, Age from RECS, Eff for Age from HES | 0% | 0
CR01 | Alaska | 1960s | Propane/LPG | 0% | 0% | 0% | 25.63% | 6.088% | 9.281% | 0% | 0% | 0% | 0% | 59% | 0% | 0% | 0% | 0% | 0% | 0% | 14.79% | 28.52% | 12.76% | 2.932% | 0% | 0% | 0% | 0% | 0% | 0% | 0% | 0% | 0% | 0% | 0% | 41% | 0% | 100% | 0% | 0% | 0% | 0% | 100% | 100% | Type from RECS, Age from RECS, Eff for Age from HES | 100% | 0
CR02 | Upper Midwest | 1960s | Propane/LPG | 0% | 0% | 0% | 10.53% | 2.5% | 3.811% | 0% | 0% | 0% | 0% | 83.16% | 0% | 0% | 0% | 0% | 0% | 0% | 20.84% | 40.21% | 17.98% | 4.132% | 0% | 0% | 0% | 0% | 0% | 0% | 0% | 0% | 0% | 0% | 0% | 16.84% | 0% | 100% | 0% | 0% | 0% | 0% | 100% | 100% | Type from RECS, Age from RECS, Eff for Age from HES | 100% | 0
CR03 | Mountain North | 1960s | Propane/LPG | 0% | 0% | 0% | 8.403% | 1.996% | 3.043% | 0% | 0% | 0% | 0% | 86.56% | 0% | 0% | 0% | 0% | 0% | 0% | 21.69% | 41.85% | 18.72% | 4.301% | 0% | 0% | 0% | 0% | 0% | 0% | 0% | 0% | 0% | 0% | 0% | 13.44% | 0% | 100% | 0% | 0% | 0% | 0% | 100% | 100% | Type from RECS, Age from RECS, Eff for Age from HES | 100% | 0
CR04 | New England | 1960s | Propane/LPG | 0% | 0% | 0% | 20.29% | 4.82% | 7.348% | 0% | 0% | 0% | 0% | 67.54% | 0% | 0% | 0% | 0% | 0% | 0% | 15.31% | 29.53% | 13.21% | 3.034% | 0% | 0% | 0% | 0% | 0% | 0% | 3.746% | 2.72% | 0% | 0% | 0% | 32.46% | 0% | 100% | 0% | 0% | 0% | 0% | 100% | 100% | Type from RECS, Age from RECS, Eff for Age from HES | 100% | 0
CR05 | Great Lakes | 1960s | Propane/LPG | 0% | 0% | 0% | 5.81% | 1.38% | 2.104% | 0% | 0% | 0% | 0% | 90.71% | 0% | 0% | 0% | 0% | 0% | 0% | 22.73% | 43.85% | 19.61% | 4.507% | 0% | 0% | 0% | 0% | 0% | 0% | 0% | 0% | 0% | 0% | 0% | 9.293% | 0% | 100% | 0% | 0% | 0% | 0% | 100% | 100% | Type from RECS, Age from RECS, Eff for Age from HES | 100% | 0
CR06 | Pacific Northwest | 1960s | Propane/LPG | 0% | 0% | 0% | 0% | 0% | 0% | 0% | 0% | 0% | 0% | 100% | 0% | 0% | 0% | 0% | 0% | 0% | 25.06% | 48.35% | 21.62% | 4.969% | 0% | 0% | 0% | 0% | 0% | 0% | 0% | 0% | 0% | 0% | 0% | -4.001e-11% | 0% | 100% | 0% | 0% | 0% | 0% | 100% | 100% | Type from RECS, Age from RECS, Eff for Age from HES | 100% | 0
CR07 | Mid Atlantic | 1960s | Propane/LPG | 0% | 0% | 0% | 20.41% | 4.849% | 7.392% | 0% | 0% | 0% | 0% | 67.34% | 0% | 0% | 0% | 0% | 0% | 0% | 15.81% | 30.5% | 13.64% | 3.135% | 0% | 0% | 0% | 0% | 0% | 0% | 2.467% | 1.791% | 0% | 0% | 0% | 32.66% | 0% | 100% | 0% | 0% | 0% | 0% | 100% | 100% | Type from RECS, Age from RECS, Eff for Age from HES | 100% | 0
CR08 | Zone 4A | 1960s | Propane/LPG | 0% | 0% | 0% | 0.9731% | 0.2311% | 0.3523% | 0% | 0% | 0% | 0% | 98.44% | 0% | 0% | 0% | 0% | 0% | 0% | 21.98% | 42.4% | 18.96% | 4.357% | 0% | 0% | 0% | 0% | 0% | 0% | 6.227% | 4.521% | 0% | 0% | 0% | 1.557% | 0% | 100% | 0% | 0% | 0% | 0% | 100% | 100% | Type from RECS, Age from RECS, Eff for Age from HES | 100% | 198376
CR09 | Southeast | 1960s | Propane/LPG | 0% | 0% | 0% | 0.8298% | 0.1971% | 0.3005% | 0% | 0% | 0% | 0% | 98.67% | 0% | 0% | 0% | 0% | 0% | 0% | 21.46% | 41.39% | 18.51% | 4.254% | 0% | 0% | 0% | 0% | 0% | 0% | 7.562% | 5.49% | 0% | 0% | 0% | 1.327% | 0% | 100% | 0% | 0% | 0% | 0% | 100% | 100% | Type from RECS, Age from RECS, Eff for Age from HES | 100% | 66436
CR10 | Southwest | 1960s | Propane/LPG | 0% | 0% | 0% | 0% | 0% | 0% | 0% | 0% | 0% | 0% | 100% | 0% | 0% | 0% | 0% | 0% | 0% | 25.06% | 48.35% | 21.62% | 4.969% | 0% | 0% | 0% | 0% | 0% | 0% | 0% | 0% | 0% | 0% | 0% | 0% | 0% | 100% | 0% | 0% | 0% | 0% | 100% | 100% | Type from RECS, Age from RECS, Eff for Age from HES | 100% | 35165
CR11 | California | 1960s | Propane/LPG | 0% | 0% | 0% | 0.6133% | 0.1457% | 0.2221% | 0% | 0% | 0% | 0% | 99.02% | 0% | 0% | 0% | 0% | 0% | 0% | 19.54% | 37.7% | 16.86% | 3.875% | 0% | 0% | 0% | 0% | 0% | 0% | 12.19% | 8.848% | 0% | 0% | 0% | 0.9811% | 0% | 100% | 0% | 0% | 0% | 0% | 100% | 100% | Type from RECS, Age from RECS, Eff for Age from HES | 100% | 81789
CR12 | Hawaii | 1960s | Propane/LPG | 0% | 0% | 0% | NaN | NaN | NaN | 0% | 0% | 0% | 0% | 100% | 0% | 0% | 0% | 0% | 0% | 0% | NaN | NaN | NaN | NaN | 0% | 0% | 0% | 0% | 0% | 0% | NaN | NaN | 0% | 0% | 0% | 100% | 0% | 100% | 0% | 0% | 0% | 0% | 100% | 100% | Type from RECS, Age from RECS, Eff for Age from HES | 0% | 73203
CR01 | Alaska | 1960s | Fuel Oil | 0% | 0% | 0% |  |  |  | NaN | NaN | NaN | 0% | 100% | 0% | 0% | 0% | 0% | 0% | 0% | 0% | 0% | 0% | 0% | 0% | NaN | NaN | NaN | 0% | 0% | 0% | 0% | NaN | NaN | 0% | 100% | 0% | 100% | 0% | 0% | 0% | 0% | 100% | 100% | Type from RECS, Age from RECS, Eff for Age from HES | 0% | 162254
CR02 | Upper Midwest | 1960s | Fuel Oil | 0% | 0% | 0% |  |  |  | 5.106% | 11.33% | 2.555% | 0% | 81.01% | 0% | 0% | 0% | 0% | 0% | 0% | 0% | 0% | 0% | 0% | 0% | 6.347% | 68.56% | 6.099% | 0% | 0% | 0% | 0% | 0% | 0% | 0% | 18.99% | 0% | 100% | 0% | 0% | 0% | 0% | 100% | 100% | Type from RECS, Age from RECS, Eff for Age from HES | 100% | 108030
CR03 | Mountain North | 1960s | Fuel Oil | 0% | 0% | 0% |  |  |  | NaN | NaN | NaN | 0% | 100% | 0% | 0% | 0% | 0% | 0% | 0% | 0% | 0% | 0% | 0% | 0% | NaN | NaN | NaN | 0% | 0% | 0% | 0% | NaN | NaN | 0% | 100% | 0% | 100% | 0% | 0% | 0% | 0% | 100% | 100% | Type from RECS, Age from RECS, Eff for Age from HES | 0% | 0
CR04 | New England | 1960s | Fuel Oil | 0% | 0% | 0% |  |  |  | 20.83% | 46.23% | 10.42% | 0% | 22.52% | 0% | 0% | 0% | 0% | 0% | 0% | 0% | 0% | 0% | 0% | 0% | 1.764% | 19.06% | 1.695% | 0% | 0% | 0% | 0% | 0% | 0% | 0% | 77.48% | 0% | 100% | 0% | 0% | 0% | 0% | 100% | 100% | Type from RECS, Age from RECS, Eff for Age from HES | 100% | 5003
CR05 | Great Lakes | 1960s | Fuel Oil | 0% | 0% | 0% |  |  |  | 0% | 0% | 0% | 0% | 100% | 0% | 0% | 0% | 0% | 0% | 0% | 0% | 0% | 0% | 0% | 0% | 7.835% | 84.64% | 7.528% | 0% | 0% | 0% | 0% | 0% | 0% | 0% | 0% | 0% | 100% | 0% | 0% | 0% | 0% | 100% | 100% | Type from RECS, Age from RECS, Eff for Age from HES | 100% | 0
CR06 | Pacific Northwest | 1960s | Fuel Oil | 0% | 0% | 0% |  |  |  | 0% | 0% | 0% | 0% | 100% | 0% | 0% | 0% | 0% | 0% | 0% | 0% | 0% | 0% | 0% | 0% | 7.835% | 84.64% | 7.528% | 0% | 0% | 0% | 0% | 0% | 0% | 0% | 0% | 0% | 100% | 0% | 0% | 0% | 0% | 100% | 100% | Type from RECS, Age from RECS, Eff for Age from HES | 100% | 63450
CR07 | Mid Atlantic | 1960s | Fuel Oil | 0% | 0% | 0% |  |  |  | 10.58% | 23.48% | 5.293% | 0% | 60.65% | 0% | 0% | 0% | 0% | 0% | 0% | 0% | 0% | 0% | 0% | 0% | 4.108% | 44.37% | 3.947% | 0% | 0% | 0% | 0% | 3.957% | 4.269% | 0% | 39.35% | 0% | 100% | 0% | 0% | 0% | 0% | 100% | 100% | Type from RECS, Age from RECS, Eff for Age from HES | 100% | 13233
CR08 | Zone 4A | 1960s | Fuel Oil | 0% | 0% | 0% |  |  |  | 16.9% | 37.52% | 8.458% | 0% | 37.12% | 0% | 0% | 0% | 0% | 0% | 0% | 0% | 0% | 0% | 0% | 0% | 2.909% | 31.42% | 2.795% | 0% | 0% | 0% | 0% | 0% | 0% | 0% | 62.88% | 0% | 100% | 0% | 0% | 0% | 0% | 100% | 100% | Type from RECS, Age from RECS, Eff for Age from HES | 100% | 113694
CR09 | Southeast | 1960s | Fuel Oil | 0% | 0% | 0% |  |  |  | 0% | 0% | 0% | 0% | 100% | 0% | 0% | 0% | 0% | 0% | 0% | 0% | 0% | 0% | 0% | 0% | 7.835% | 84.64% | 7.528% | 0% | 0% | 0% | 0% | 0% | 0% | 0% | 0% | 0% | 100% | 0% | 0% | 0% | 0% | 100% | 100% | Type from RECS, Age from RECS, Eff for Age from HES | 100% | 39382
CR10 | Southwest | 1960s | Fuel Oil | 0% | 0% | 0% |  |  |  | NaN | NaN | NaN | 0% | 100% | 0% | 0% | 0% | 0% | 0% | 0% | 0% | 0% | 0% | 0% | 0% | NaN | NaN | NaN | 0% | 0% | 0% | 0% | NaN | NaN | 0% | 100% | 0% | 100% | 0% | 0% | 0% | 0% | 100% | 100% | Type from RECS, Age from RECS, Eff for Age from HES | 0% | 16448
CR11 | California | 1960s | Fuel Oil | 0% | 0% | 0% |  |  |  | NaN | NaN | NaN | 0% | 100% | 0% | 0% | 0% | 0% | 0% | 0% | 0% | 0% | 0% | 0% | 0% | NaN | NaN | NaN | 0% | 0% | 0% | 0% | NaN | NaN | 0% | 100% | 0% | 100% | 0% | 0% | 0% | 0% | 100% | 100% | Type from RECS, Age from RECS, Eff for Age from HES | 0% | 0
CR12 | Hawaii | 1960s | Fuel Oil | 0% | 0% | 0% |  |  |  | NaN | NaN | NaN | 0% | 100% | 0% | 0% | 0% | 0% | 0% | 0% | 0% | 0% | 0% | 0% | 0% | NaN | NaN | NaN | 0% | 0% | 0% | 0% | NaN | NaN | 0% | 100% | 0% | 100% | 0% | 0% | 0% | 0% | 100% | 100% | Type from RECS, Age from RECS, Eff for Age from HES | 0% | 7816
CR01 | Alaska | 1960s | Electricity | 0% | 0% | 0% |  |  |  | 0% | 0% | 0% | NaN | 100% | 0% | 0% | 0% | 0% | 0% | 0% | 0% | 0% | 0% | 0% | 0% | 0% | 0% | 0% | 0% | 0% | 0% | 0% | 0% | 0% | NaN | 100% | NaN | 100% | NaN | NaN | NaN | NaN | 100% | 100% | Type from RECS, Age from RECS, Eff for Age from HES | 0% | 16666
CR02 | Upper Midwest | 1960s | Electricity | 0% | 0% | 0% |  |  |  | 0% | 0% | 0% | 9.981% | 90.02% | 0% | 0% | 0% | 0% | 0% | 0% | 0% | 0% | 0% | 0% | 0% | 0% | 0% | 0% | 0% | 0% | 0% | 0% | 0% | 0% | 53.15% | 46.85% | 18.43% | 81.57% | 1.235% | 11.87% | 5.33% | 0% | 81.57% | 100% | Type from RECS, Age from RECS, Eff for Age from HES | 100% | 7816
CR03 | Mountain North | 1960s | Electricity | 0% | 0% | 0% |  |  |  | 0% | 0% | 0% | 100% | 0% | 0% | 0% | 0% | 0% | 0% | 0% | 0% | 0% | 0% | 0% | 0% | 0% | 0% | 0% | 0% | 0% | 0% | 0% | 0% | 0% | 0% | 100% | 0% | 100% | 0% | 0% | 0% | 0% | 100% | 100% | Type from RECS, Age from RECS, Eff for Age from HES | 100% | 16050
CR04 | New England | 1960s | Electricity | 0% | 0% | 0% |  |  |  | 0% | 0% | 0% | 0% | 100% | 0% | 0% | 0% | 0% | 0% | 0% | 0% | 0% | 0% | 0% | 0% | 0% | 0% | 0% | 0% | 0% | 0% | 0% | 0% | 0% | 0% | 100% | 100% | 0% | 0% | 0% | 0% | 0% | 100% | 100% | Type from RECS, Age from RECS, Eff for Age from HES | 100% | 24532
CR05 | Great Lakes | 1960s | Electricity | 0% | 0% | 0% |  |  |  | 0% | 0% | 0% | 0% | 100% | 0% | 0% | 0% | 0% | 0% | 0% | 0% | 0% | 0% | 0% | 0% | 0% | 0% | 0% | 0% | 0% | 0% | 0% | 0% | 0% | 36.23% | 63.77% | 56.49% | 43.51% | 0.4877% | 4.689% | 2.106% | 0% | 92.72% | 100% | Type from RECS, Age from RECS, Eff for Age from HES | 100% | 160540
CR06 | Pacific Northwest | 1960s | Electricity | 0% | 0% | 0% |  |  |  | 0% | 0% | 0% | 0% | 100% | 0% | 0% | 0% | 0% | 0% | 0% | 0% | 0% | 0% | 0% | 0% | 0% | 0% | 0% | 0% | 0% | 0% | 0% | 0% | 0% | 0% | 100% | 66.96% | 33.04% | 2.213% | 21.27% | 9.554% | 0% | 66.96% | 100% | Type from RECS, Age from RECS, Eff for Age from HES | 100% | 43093
CR07 | Mid Atlantic | 1960s | Electricity | 0% | 0% | 0% |  |  |  | 0% | 0% | 0% | 0% | 100% | 0% | 0% | 0% | 0% | 0% | 0% | 0% | 0% | 0% | 0% | 0% | 0% | 0% | 0% | 0% | 0% | 0% | 0% | 0% | 0% | 0% | 100% | 88.56% | 11.44% | 0.7661% | 7.365% | 3.308% | 0% | 88.56% | 100% | Type from RECS, Age from RECS, Eff for Age from HES | 100% | 21668
CR08 | Zone 4A | 1960s | Electricity | 0% | 0% | 0% |  |  |  | 0% | 0% | 0% | 3.089% | 96.91% | 0% | 0% | 0% | 0% | 0% | 0% | 0% | 0% | 0% | 0% | 0% | 0% | 0% | 0% | 0% | 0% | 0% | 0% | 0% | 0% | 27.27% | 72.73% | 14.06% | 85.94% | 3.722% | 35.79% | 16.07% | 0% | 44.42% | 100% | Type from RECS, Age from RECS, Eff for Age from HES | 100% | 122358
CR09 | Southeast | 1960s | Electricity | 0% | 0% | 0% |  |  |  | 0% | 0% | 0% | 1.209% | 98.79% | 0% | 0% | 0% | 0% | 0% | 0% | 0% | 0% | 0% | 0% | 0% | 0% | 0% | 0% | 0% | 0% | 0% | 0% | 0% | 0% | 55.29% | 44.71% | 11.92% | 88.08% | 2.115% | 20.34% | 9.132% | 0% | 68.42% | 100% | Type from RECS, Age from RECS, Eff for Age from HES | 100% | 106004
CR10 | Southwest | 1960s | Electricity | 0% | 0% | 0% |  |  |  | 0% | 0% | 0% | 0% | 100% | 0% | 0% | 0% | 0% | 0% | 0% | 0% | 0% | 0% | 0% | 0% | 0% | 0% | 0% | 0% | 0% | 0% | 0% | 0% | 0% | 49.25% | 50.75% | 18.9% | 81.1% | 2.133% | 20.51% | 9.211% | 0% | 68.15% | 100% | Type from RECS, Age from RECS, Eff for Age from HES | 100% | 107820
CR11 | California | 1960s | Electricity | 0% | 0% | 0% |  |  |  | 0% | 0% | 0% | 5.771% | 94.23% | 0% | 0% | 0% | 0% | 0% | 0% | 0% | 0% | 0% | 0% | 0% | 0% | 0% | 0% | 0% | 0% | 0% | 0% | 0% | 0% | 48.95% | 51.05% | 40.37% | 59.63% | 0.3283% | 3.157% | 1.418% | 0% | 95.1% | 100% | Type from RECS, Age from RECS, Eff for Age from HES | 100% | 197998
CR12 | Hawaii | 1960s | Electricity | 0% | 0% | 0% |  |  |  | 0% | 0% | 0% | NaN | 100% | 0% | 0% | 0% | 0% | 0% | 0% | 0% | 0% | 0% | 0% | 0% | 0% | 0% | 0% | 0% | 0% | 0% | 0% | 0% | 0% | NaN | 100% | NaN | 100% | NaN | NaN | NaN | NaN | 100% | 100% | Type from RECS, Age from RECS, Eff for Age from HES | 0% | 0
CR01 | Alaska | 1960s | Other Fuel | 0% | 0% | 0% |  |  |  | 0% | 0% | 0% | 0% | 100% | 0% | 0% | 0% | 0% | 0% | 0% | 0% | 0% | 0% | 0% | 0% | 0% | 0% | 0% | 0% | 0% | 0% | 0% | 0% | 0% | 0% | 100% | 0% | 100% | 0% | 0% | 0% | 0% | 100% | 100% | Type from RECS, Age from RECS, Eff for Age from HES | 0% | 7758
CR02 | Upper Midwest | 1960s | Other Fuel | 0% | 0% | 0% |  |  |  | 0% | 0% | 0% | 0% | 100% | 0% | 0% | 0% | 0% | 0% | 0% | 0% | 0% | 0% | 0% | 0% | 0% | 0% | 0% | 0% | 0% | 0% | 0% | 0% | 0% | 0% | 100% | 0% | 100% | 0% | 0% | 0% | 0% | 100% | 100% | Type from RECS, Age from RECS, Eff for Age from HES | 0% | 12616
CR03 | Mountain North | 1960s | Other Fuel | 0% | 0% | 0% |  |  |  | 0% | 0% | 0% | 0% | 100% | 0% | 0% | 0% | 0% | 0% | 0% | 0% | 0% | 0% | 0% | 0% | 0% | 0% | 0% | 0% | 0% | 0% | 0% | 0% | 0% | 0% | 100% | 0% | 100% | 0% | 0% | 0% | 0% | 100% | 100% | Type from RECS, Age from RECS, Eff for Age from HES | 0% | 0
CR04 | New England | 1960s | Other Fuel | 0% | 0% | 0% |  |  |  | 0% | 0% | 0% | 0% | 100% | 0% | 0% | 0% | 0% | 0% | 0% | 0% | 0% | 0% | 0% | 0% | 0% | 0% | 0% | 0% | 0% | 0% | 0% | 0% | 0% | 0% | 100% | 0% | 100% | 0% | 0% | 0% | 0% | 100% | 100% | Type from RECS, Age from RECS, Eff for Age from HES | 0% | 8725
CR05 | Great Lakes | 1960s | Other Fuel | 0% | 0% | 0% |  |  |  | 0% | 0% | 0% | 0% | 100% | 0% | 0% | 0% | 0% | 0% | 0% | 0% | 0% | 0% | 0% | 0% | 0% | 0% | 0% | 0% | 0% | 0% | 0% | 0% | 0% | 0% | 100% | 0% | 100% | 0% | 0% | 0% | 0% | 100% | 100% | Type from RECS, Age from RECS, Eff for Age from HES | 0% | 8855
CR06 | Pacific Northwest | 1960s | Other Fuel | 0% | 0% | 0% |  |  |  | 0% | 0% | 0% | 0% | 100% | 0% | 0% | 0% | 0% | 0% | 0% | 0% | 0% | 0% | 0% | 0% | 0% | 0% | 0% | 0% | 0% | 0% | 0% | 0% | 0% | 0% | 100% | 0% | 100% | 0% | 0% | 0% | 0% | 100% | 100% | Type from RECS, Age from RECS, Eff for Age from HES | 0% | 10866
CR07 | Mid Atlantic | 1960s | Other Fuel | 0% | 0% | 0% |  |  |  | 0% | 0% | 0% | 0% | 100% | 0% | 0% | 0% | 0% | 0% | 0% | 0% | 0% | 0% | 0% | 0% | 0% | 0% | 0% | 0% | 0% | 0% | 0% | 0% | 0% | 0% | 100% | 0% | 100% | 0% | 0% | 0% | 0% | 100% | 100% | Type from RECS, Age from RECS, Eff for Age from HES | 0% | 43370
CR08 | Zone 4A | 1960s | Other Fuel | 0% | 0% | 0% |  |  |  | 0% | 0% | 0% | 0% | 100% | 0% | 0% | 0% | 0% | 0% | 0% | 0% | 0% | 0% | 0% | 0% | 0% | 0% | 0% | 0% | 0% | 0% | 0% | 0% | 0% | 0% | 100% | 0% | 100% | 0% | 0% | 0% | 0% | 100% | 100% | Type from RECS, Age from RECS, Eff for Age from HES | 0% | 0
CR09 | Southeast | 1960s | Other Fuel | 0% | 0% | 0% |  |  |  | 0% | 0% | 0% | 0% | 100% | 0% | 0% | 0% | 0% | 0% | 0% | 0% | 0% | 0% | 0% | 0% | 0% | 0% | 0% | 0% | 0% | 0% | 0% | 0% | 0% | 0% | 100% | 0% | 100% | 0% | 0% | 0% | 0% | 100% | 100% | Type from RECS, Age from RECS, Eff for Age from HES | 0% | 0
CR10 | Southwest | 1960s | Other Fuel | 0% | 0% | 0% |  |  |  | 0% | 0% | 0% | 0% | 100% | 0% | 0% | 0% | 0% | 0% | 0% | 0% | 0% | 0% | 0% | 0% | 0% | 0% | 0% | 0% | 0% | 0% | 0% | 0% | 0% | 0% | 100% | 0% | 100% | 0% | 0% | 0% | 0% | 100% | 100% | Type from RECS, Age from RECS, Eff for Age from HES | 0% | 10071
CR11 | California | 1960s | Other Fuel | 0% | 0% | 0% |  |  |  | 0% | 0% | 0% | 0% | 100% | 0% | 0% | 0% | 0% | 0% | 0% | 0% | 0% | 0% | 0% | 0% | 0% | 0% | 0% | 0% | 0% | 0% | 0% | 0% | 0% | 0% | 100% | 0% | 100% | 0% | 0% | 0% | 0% | 100% | 100% | Type from RECS, Age from RECS, Eff for Age from HES | 0% | 91948
CR12 | Hawaii | 1960s | Other Fuel | 0% | 0% | 0% |  |  |  | 0% | 0% | 0% | 0% | 100% | 0% | 0% | 0% | 0% | 0% | 0% | 0% | 0% | 0% | 0% | 0% | 0% | 0% | 0% | 0% | 0% | 0% | 0% | 0% | 0% | 0% | 100% | 0% | 100% | 0% | 0% | 0% | 0% | 100% | 100% | Type from RECS, Age from RECS, Eff for Age from HES | 0% | 53673
CR01 | Alaska | 1960s | None | 0% | 0% | 0% |  |  |  | 0% | 0% | 0% | 0% | 100% | 0% | 0% | 0% | 0% | 0% | 0% | 0% | 0% | 0% | 0% | 0% | 0% | 0% | 0% | 0% | 0% | 0% | 0% | 0% | 0% | 0% | 100% | 0% | 100% | 0% | 0% | 0% | 0% | 100% | 100% | Type from RECS, Age from RECS, Eff for Age from HES | 0% | 224488
CR02 | Upper Midwest | 1960s | None | 0% | 0% | 0% |  |  |  | 0% | 0% | 0% | 0% | 100% | 0% | 0% | 0% | 0% | 0% | 0% | 0% | 0% | 0% | 0% | 0% | 0% | 0% | 0% | 0% | 0% | 0% | 0% | 0% | 0% | 0% | 100% | 0% | 100% | 0% | 0% | 0% | 0% | 100% | 100% | Type from RECS, Age from RECS, Eff for Age from HES | 0% | 131548
CR03 | Mountain North | 1960s | None | 0% | 0% | 0% |  |  |  | 0% | 0% | 0% | 0% | 100% | 0% | 0% | 0% | 0% | 0% | 0% | 0% | 0% | 0% | 0% | 0% | 0% | 0% | 0% | 0% | 0% | 0% | 0% | 0% | 0% | 0% | 100% | 0% | 100% | 0% | 0% | 0% | 0% | 100% | 100% | Type from RECS, Age from RECS, Eff for Age from HES | 0% | 64604
CR04 | New England | 1960s | None | 0% | 0% | 0% |  |  |  | 0% | 0% | 0% | 0% | 100% | 0% | 0% | 0% | 0% | 0% | 0% | 0% | 0% | 0% | 0% | 0% | 0% | 0% | 0% | 0% | 0% | 0% | 0% | 0% | 0% | 0% | 100% | 0% | 100% | 0% | 0% | 0% | 0% | 100% | 100% | Type from RECS, Age from RECS, Eff for Age from HES | 0% | 58013
CR05 | Great Lakes | 1960s | None | 0% | 0% | 0% |  |  |  | 0% | 0% | 0% | 0% | 100% | 0% | 0% | 0% | 0% | 0% | 0% | 0% | 0% | 0% | 0% | 0% | 0% | 0% | 0% | 0% | 0% | 0% | 0% | 0% | 0% | 0% | 100% | 0% | 100% | 0% | 0% | 0% | 0% | 100% | 100% | Type from RECS, Age from RECS, Eff for Age from HES | 0% | 93910
CR06 | Pacific Northwest | 1960s | None | 0% | 0% | 0% |  |  |  | 0% | 0% | 0% | 0% | 100% | 0% | 0% | 0% | 0% | 0% | 0% | 0% | 0% | 0% | 0% | 0% | 0% | 0% | 0% | 0% | 0% | 0% | 0% | 0% | 0% | 0% | 100% | 0% | 100% | 0% | 0% | 0% | 0% | 100% | 100% | Type from RECS, Age from RECS, Eff for Age from HES | 0% | 73446
CR07 | Mid Atlantic | 1960s | None | 0% | 0% | 0% |  |  |  | 0% | 0% | 0% | 0% | 100% | 0% | 0% | 0% | 0% | 0% | 0% | 0% | 0% | 0% | 0% | 0% | 0% | 0% | 0% | 0% | 0% | 0% | 0% | 0% | 0% | 0% | 100% | 0% | 100% | 0% | 0% | 0% | 0% | 100% | 100% | Type from RECS, Age from RECS, Eff for Age from HES | 0% | 121089
CR08 | Zone 4A | 1960s | None | 0% | 0% | 0% |  |  |  | 0% | 0% | 0% | 0% | 100% | 0% | 0% | 0% | 0% | 0% | 0% | 0% | 0% | 0% | 0% | 0% | 0% | 0% | 0% | 0% | 0% | 0% | 0% | 0% | 0% | 0% | 100% | 0% | 100% | 0% | 0% | 0% | 0% | 100% | 100% | Type from RECS, Age from RECS, Eff for Age from HES | 0% | 84860
CR09 | Southeast | 1960s | None | 0% | 0% | 0% |  |  |  | 0% | 0% | 0% | 0% | 100% | 0% | 0% | 0% | 0% | 0% | 0% | 0% | 0% | 0% | 0% | 0% | 0% | 0% | 0% | 0% | 0% | 0% | 0% | 0% | 0% | 0% | 100% | 0% | 100% | 0% | 0% | 0% | 0% | 100% | 100% | Type from RECS, Age from RECS, Eff for Age from HES | 0% | 214075
CR10 | Southwest | 1960s | None | 0% | 0% | 0% |  |  |  | 0% | 0% | 0% | 0% | 100% | 0% | 0% | 0% | 0% | 0% | 0% | 0% | 0% | 0% | 0% | 0% | 0% | 0% | 0% | 0% | 0% | 0% | 0% | 0% | 0% | 0% | 100% | 0% | 100% | 0% | 0% | 0% | 0% | 100% | 100% | Type from RECS, Age from RECS, Eff for Age from HES | 0% | 89239
CR11 | California | 1960s | None | 0% | 0% | 0% |  |  |  | 0% | 0% | 0% | 0% | 100% | 0% | 0% | 0% | 0% | 0% | 0% | 0% | 0% | 0% | 0% | 0% | 0% | 0% | 0% | 0% | 0% | 0% | 0% | 0% | 0% | 0% | 100% | 0% | 100% | 0% | 0% | 0% | 0% | 100% | 100% | Type from RECS, Age from RECS, Eff for Age from HES | 0% | 132257
CR12 | Hawaii | 1960s | None | 0% | 0% | 0% |  |  |  | 0% | 0% | 0% | 0% | 100% | 0% | 0% | 0% | 0% | 0% | 0% | 0% | 0% | 0% | 0% | 0% | 0% | 0% | 0% | 0% | 0% | 0% | 0% | 0% | 0% | 0% | 100% | 0% | 100% | 0% | 0% | 0% | 0% | 100% | 100% | Type from RECS, Age from RECS, Eff for Age from HES | 0% | 165339
CR01 | Alaska | 1970s | Natural Gas | 10.35% | 1.707% | 2.009% | 0% | 0% | 0% | 0% | 0% | 0% | 0% | 85.94% | 0% | 7.806% | 15.06% | 9.045% | 2.385% | 0% | 0% | 0% | 0% | 0% | 0% | 0% | 0% | 0% | 32.23% | 19.42% | 0% | 0% | 0% | 0% | 0% | 14.06% | 0% | 100% | 0% | 0% | 0% | 0% | 100% | 100% | Type from RECS, Age from RECS, Eff for Age from HES | 100% | 251862
CR02 | Upper Midwest | 1970s | Natural Gas | 3.197% | 0.5275% | 0.6208% | 0% | 0% | 0% | 0% | 0% | 0% | 0% | 95.65% | 0% | 21.77% | 42.01% | 25.23% | 6.653% | 0% | 0% | 0% | 0% | 0% | 0% | 0% | 0% | 0% | 0% | 0% | 0% | 0% | 0% | 0% | 0% | 4.345% | 0% | 100% | 0% | 0% | 0% | 0% | 100% | 100% | Type from RECS, Age from RECS, Eff for Age from HES | 100% | 144355
CR03 | Mountain North | 1970s | Natural Gas | 5.224% | 0.8619% | 1.014% | 0% | 0% | 0% | 0% | 0% | 0% | 0% | 92.9% | 0% | 19.58% | 37.77% | 22.68% | 5.982% | 0% | 0% | 0% | 0% | 0% | 0% | 0% | 0% | 0% | 4.299% | 2.59% | 0% | 0% | 0% | 0% | 0% | 7.1% | 0% | 100% | 0% | 0% | 0% | 0% | 100% | 100% | Type from RECS, Age from RECS, Eff for Age from HES | 100% | 197249
CR04 | New England | 1970s | Natural Gas | 44.01% | 7.26% | 8.545% | 0% | 0% | 0% | 0% | 0% | 0% | 0% | 40.19% | 0% | 9.147% | 17.65% | 10.6% | 2.795% | 0% | 0% | 0% | 0% | 0% | 0% | 0% | 0% | 0% | 0% | 0% | 0% | 0% | 0% | 0% | 0% | 59.81% | 0% | 100% | 0% | 0% | 0% | 0% | 100% | 100% | Type from RECS, Age from RECS, Eff for Age from HES | 100% | 0
CR05 | Great Lakes | 1970s | Natural Gas | 1.204% | 0.1986% | 0.2338% | 0% | 0% | 0% | 0% | 0% | 0% | 0% | 98.36% | 0% | 21.7% | 41.87% | 25.15% | 6.632% | 0% | 0% | 0% | 0% | 0% | 0% | 0% | 0% | 0% | 1.878% | 1.131% | 0% | 0% | 0% | 0% | 0% | 1.636% | 0% | 100% | 0% | 0% | 0% | 0% | 100% | 100% | Type from RECS, Age from RECS, Eff for Age from HES | 100% | 0
CR06 | Pacific Northwest | 1970s | Natural Gas | 0% | 0% | 0% | 0% | 0% | 0% | 0% | 0% | 0% | 0% | 100% | 0% | 22.76% | 43.91% | 26.37% | 6.955% | 0% | 0% | 0% | 0% | 0% | 0% | 0% | 0% | 0% | 0% | 0% | 0% | 0% | 0% | 0% | 0% | 0% | 0% | 100% | 0% | 0% | 0% | 0% | 100% | 100% | Type from RECS, Age from RECS, Eff for Age from HES | 100% | 0
CR07 | Mid Atlantic | 1970s | Natural Gas | 7.651% | 1.262% | 1.486% | 0% | 0% | 0% | 0% | 0% | 0% | 0% | 89.6% | 0% | 19.99% | 38.56% | 23.16% | 6.108% | 0% | 0% | 0% | 0% | 0% | 0% | 0% | 0% | 0% | 1.112% | 0.6701% | 0% | 0% | 0% | 0% | 0% | 10.4% | 0% | 100% | 0% | 0% | 0% | 0% | 100% | 100% | Type from RECS, Age from RECS, Eff for Age from HES | 100% | 19793
CR08 | Zone 4A | 1970s | Natural Gas | 1.541% | 0.2541% | 0.2991% | 0% | 0% | 0% | 0% | 0% | 0% | 0% | 97.91% | 0% | 21.02% | 40.56% | 24.36% | 6.424% | 0% | 0% | 0% | 0% | 0% | 0% | 0% | 0% | 0% | 3.46% | 2.084% | 0% | 0% | 0% | 0% | 0% | 2.094% | 0% | 100% | 0% | 0% | 0% | 0% | 100% | 100% | Type from RECS, Age from RECS, Eff for Age from HES | 100% | 20074
CR09 | Southeast | 1970s | Natural Gas | 0% | 0% | 0% | 0% | 0% | 0% | 0% | 0% | 0% | 0% | 100% | 0% | 20.46% | 39.47% | 23.7% | 6.252% | 0% | 0% | 0% | 0% | 0% | 0% | 0% | 0% | 0% | 6.312% | 3.803% | 0% | 0% | 0% | 0% | 0% | 2.986e-11% | 0% | 100% | 0% | 0% | 0% | 0% | 100% | 100% | Type from RECS, Age from RECS, Eff for Age from HES | 100% | 78888
CR10 | Southwest | 1970s | Natural Gas | 0% | 0% | 0% | 0% | 0% | 0% | 0% | 0% | 0% | 0% | 100% | 0% | 20.8% | 40.13% | 24.1% | 6.356% | 0% | 0% | 0% | 0% | 0% | 0% | 0% | 0% | 0% | 5.375% | 3.238% | 0% | 0% | 0% | 0% | 0% | 2.136e-11% | 0% | 100% | 0% | 0% | 0% | 0% | 100% | 100% | Type from RECS, Age from RECS, Eff for Age from HES | 100% | 9749
CR11 | California | 1970s | Natural Gas | 0% | 0% | 0% | 0% | 0% | 0% | 0% | 0% | 0% | 0% | 100% | 0% | 21.31% | 41.12% | 24.7% | 6.513% | 0% | 0% | 0% | 0% | 0% | 0% | 0% | 0% | 0% | 3.967% | 2.39% | 0% | 0% | 0% | 0% | 0% | -4.396e-12% | 0% | 100% | 0% | 0% | 0% | 0% | 100% | 100% | Type from RECS, Age from RECS, Eff for Age from HES | 100% | 13338
CR12 | Hawaii | 1970s | Natural Gas | NaN | NaN | NaN | 0% | 0% | 0% | 0% | 0% | 0% | 0% | 100% | 0% | NaN | NaN | NaN | NaN | 0% | 0% | 0% | 0% | 0% | 0% | 0% | 0% | 0% | NaN | NaN | 0% | 0% | 0% | 0% | 0% | 100% | 0% | 100% | 0% | 0% | 0% | 0% | 100% | 100% | Type from RECS, Age from RECS, Eff for Age from HES | 0% | 13303
CR01 | Alaska | 1970s | Propane/LPG | 0% | 0% | 0% | 10.35% | 1.707% | 2.009% | 0% | 0% | 0% | 0% | 85.94% | 0% | 0% | 0% | 0% | 0% | 0% | 7.806% | 15.06% | 9.045% | 2.385% | 0% | 0% | 0% | 0% | 0% | 0% | 32.23% | 19.42% | 0% | 0% | 0% | 14.06% | 0% | 100% | 0% | 0% | 0% | 0% | 100% | 100% | Type from RECS, Age from RECS, Eff for Age from HES | 100% | 13344
CR02 | Upper Midwest | 1970s | Propane/LPG | 0% | 0% | 0% | 3.197% | 0.5275% | 0.6208% | 0% | 0% | 0% | 0% | 95.65% | 0% | 0% | 0% | 0% | 0% | 0% | 21.77% | 42.01% | 25.23% | 6.653% | 0% | 0% | 0% | 0% | 0% | 0% | 0% | 0% | 0% | 0% | 0% | 4.345% | 0% | 100% | 0% | 0% | 0% | 0% | 100% | 100% | Type from RECS, Age from RECS, Eff for Age from HES | 100% | 22542
CR03 | Mountain North | 1970s | Propane/LPG | 0% | 0% | 0% | 5.224% | 0.8619% | 1.014% | 0% | 0% | 0% | 0% | 92.9% | 0% | 0% | 0% | 0% | 0% | 0% | 19.58% | 37.77% | 22.68% | 5.982% | 0% | 0% | 0% | 0% | 0% | 0% | 4.299% | 2.59% | 0% | 0% | 0% | 7.1% | 0% | 100% | 0% | 0% | 0% | 0% | 100% | 100% | Type from RECS, Age from RECS, Eff for Age from HES | 100% | 36557
CR04 | New England | 1970s | Propane/LPG | 0% | 0% | 0% | 44.01% | 7.26% | 8.545% | 0% | 0% | 0% | 0% | 40.19% | 0% | 0% | 0% | 0% | 0% | 0% | 9.147% | 17.65% | 10.6% | 2.795% | 0% | 0% | 0% | 0% | 0% | 0% | 0% | 0% | 0% | 0% | 0% | 59.81% | 0% | 100% | 0% | 0% | 0% | 0% | 100% | 100% | Type from RECS, Age from RECS, Eff for Age from HES | 100% | 57202
CR05 | Great Lakes | 1970s | Propane/LPG | 0% | 0% | 0% | 1.204% | 0.1986% | 0.2338% | 0% | 0% | 0% | 0% | 98.36% | 0% | 0% | 0% | 0% | 0% | 0% | 21.7% | 41.87% | 25.15% | 6.632% | 0% | 0% | 0% | 0% | 0% | 0% | 1.878% | 1.131% | 0% | 0% | 0% | 1.636% | 0% | 100% | 0% | 0% | 0% | 0% | 100% | 100% | Type from RECS, Age from RECS, Eff for Age from HES | 100% | 45317
CR06 | Pacific Northwest | 1970s | Propane/LPG | 0% | 0% | 0% | 0% | 0% | 0% | 0% | 0% | 0% | 0% | 100% | 0% | 0% | 0% | 0% | 0% | 0% | 22.76% | 43.91% | 26.37% | 6.955% | 0% | 0% | 0% | 0% | 0% | 0% | 0% | 0% | 0% | 0% | 0% | 0% | 0% | 100% | 0% | 0% | 0% | 0% | 100% | 100% | Type from RECS, Age from RECS, Eff for Age from HES | 100% | 0
CR07 | Mid Atlantic | 1970s | Propane/LPG | 0% | 0% | 0% | 7.651% | 1.262% | 1.486% | 0% | 0% | 0% | 0% | 89.6% | 0% | 0% | 0% | 0% | 0% | 0% | 19.99% | 38.56% | 23.16% | 6.108% | 0% | 0% | 0% | 0% | 0% | 0% | 1.112% | 0.6701% | 0% | 0% | 0% | 10.4% | 0% | 100% | 0% | 0% | 0% | 0% | 100% | 100% | Type from RECS, Age from RECS, Eff for Age from HES | 100% | 0
CR08 | Zone 4A | 1970s | Propane/LPG | 0% | 0% | 0% | 1.541% | 0.2541% | 0.2991% | 0% | 0% | 0% | 0% | 97.91% | 0% | 0% | 0% | 0% | 0% | 0% | 21.02% | 40.56% | 24.36% | 6.424% | 0% | 0% | 0% | 0% | 0% | 0% | 3.46% | 2.084% | 0% | 0% | 0% | 2.094% | 0% | 100% | 0% | 0% | 0% | 0% | 100% | 100% | Type from RECS, Age from RECS, Eff for Age from HES | 100% | 0
CR09 | Southeast | 1970s | Propane/LPG | 0% | 0% | 0% | 0% | 0% | 0% | 0% | 0% | 0% | 0% | 100% | 0% | 0% | 0% | 0% | 0% | 0% | 20.46% | 39.47% | 23.7% | 6.252% | 0% | 0% | 0% | 0% | 0% | 0% | 6.312% | 3.803% | 0% | 0% | 0% | 2.986e-11% | 0% | 100% | 0% | 0% | 0% | 0% | 100% | 100% | Type from RECS, Age from RECS, Eff for Age from HES | 100% | 0
CR10 | Southwest | 1970s | Propane/LPG | 0% | 0% | 0% | 0% | 0% | 0% | 0% | 0% | 0% | 0% | 100% | 0% | 0% | 0% | 0% | 0% | 0% | 20.8% | 40.13% | 24.1% | 6.356% | 0% | 0% | 0% | 0% | 0% | 0% | 5.375% | 3.238% | 0% | 0% | 0% | 2.136e-11% | 0% | 100% | 0% | 0% | 0% | 0% | 100% | 100% | Type from RECS, Age from RECS, Eff for Age from HES | 100% | 0
CR11 | California | 1970s | Propane/LPG | 0% | 0% | 0% | 0% | 0% | 0% | 0% | 0% | 0% | 0% | 100% | 0% | 0% | 0% | 0% | 0% | 0% | 21.31% | 41.12% | 24.7% | 6.513% | 0% | 0% | 0% | 0% | 0% | 0% | 3.967% | 2.39% | 0% | 0% | 0% | -4.396e-12% | 0% | 100% | 0% | 0% | 0% | 0% | 100% | 100% | Type from RECS, Age from RECS, Eff for Age from HES | 100% | 0
CR12 | Hawaii | 1970s | Propane/LPG | 0% | 0% | 0% | NaN | NaN | NaN | 0% | 0% | 0% | 0% | 100% | 0% | 0% | 0% | 0% | 0% | 0% | NaN | NaN | NaN | NaN | 0% | 0% | 0% | 0% | 0% | 0% | NaN | NaN | 0% | 0% | 0% | 100% | 0% | 100% | 0% | 0% | 0% | 0% | 100% | 100% | Type from RECS, Age from RECS, Eff for Age from HES | 0% | 0
CR01 | Alaska | 1970s | Fuel Oil | 0% | 0% | 0% |  |  |  | NaN | NaN | NaN | 0% | 100% | 0% | 0% | 0% | 0% | 0% | 0% | 0% | 0% | 0% | 0% | 0% | NaN | NaN | NaN | 0% | 0% | 0% | 0% | NaN | NaN | 0% | 100% | 0% | 100% | 0% | 0% | 0% | 0% | 100% | 100% | Type from RECS, Age from RECS, Eff for Age from HES | 0% | 0
CR02 | Upper Midwest | 1970s | Fuel Oil | 0% | 0% | 0% |  |  |  | 5.781% | 12.86% | 0.5024% | 0% | 80.85% | 0% | 0% | 0% | 0% | 0% | 0% | 0% | 0% | 0% | 0% | 0% | 5.144% | 58.01% | 17.7% | 0% | 0% | 0% | 0% | 0% | 0% | 0% | 19.15% | 0% | 100% | 0% | 0% | 0% | 0% | 100% | 100% | Type from RECS, Age from RECS, Eff for Age from HES | 100% | 0
CR03 | Mountain North | 1970s | Fuel Oil | 0% | 0% | 0% |  |  |  | NaN | NaN | NaN | 0% | 100% | 0% | 0% | 0% | 0% | 0% | 0% | 0% | 0% | 0% | 0% | 0% | NaN | NaN | NaN | 0% | 0% | 0% | 0% | NaN | NaN | 0% | 100% | 0% | 100% | 0% | 0% | 0% | 0% | 100% | 100% | Type from RECS, Age from RECS, Eff for Age from HES | 0% | 0
CR04 | New England | 1970s | Fuel Oil | 0% | 0% | 0% |  |  |  | 17.32% | 38.54% | 1.505% | 0% | 42.64% | 0% | 0% | 0% | 0% | 0% | 0% | 0% | 0% | 0% | 0% | 0% | 2.336% | 26.34% | 8.04% | 0% | 0% | 0% | 0% | 3.359% | 2.558% | 0% | 57.36% | 0% | 100% | 0% | 0% | 0% | 0% | 100% | 100% | Type from RECS, Age from RECS, Eff for Age from HES | 100% | 0
CR05 | Great Lakes | 1970s | Fuel Oil | 0% | 0% | 0% |  |  |  | 11.18% | 24.86% | 0.9712% | 0% | 62.99% | 0% | 0% | 0% | 0% | 0% | 0% | 0% | 0% | 0% | 0% | 0% | 2.067% | 23.31% | 7.113% | 0% | 0% | 0% | 0% | 17.32% | 13.19% | 0% | 37.01% | 0% | 100% | 0% | 0% | 0% | 0% | 100% | 100% | Type from RECS, Age from RECS, Eff for Age from HES | 100% | 0
CR06 | Pacific Northwest | 1970s | Fuel Oil | 0% | 0% | 0% |  |  |  | 0% | 0% | 0% | 0% | 100% | 0% | 0% | 0% | 0% | 0% | 0% | 0% | 0% | 0% | 0% | 0% | 6.363% | 71.74% | 21.9% | 0% | 0% | 0% | 0% | 0% | 0% | 0% | 2e-11% | 0% | 100% | 0% | 0% | 0% | 0% | 100% | 100% | Type from RECS, Age from RECS, Eff for Age from HES | 100% | 0
CR07 | Mid Atlantic | 1970s | Fuel Oil | 0% | 0% | 0% |  |  |  | 16.66% | 37.07% | 1.448% | 0% | 44.82% | 0% | 0% | 0% | 0% | 0% | 0% | 0% | 0% | 0% | 0% | 0% | 1.749% | 19.72% | 6.018% | 0% | 0% | 0% | 0% | 9.838% | 7.492% | 0% | 55.18% | 0% | 100% | 0% | 0% | 0% | 0% | 100% | 100% | Type from RECS, Age from RECS, Eff for Age from HES | 100% | 0
CR08 | Zone 4A | 1970s | Fuel Oil | 0% | 0% | 0% |  |  |  | 0% | 0% | 0% | 0% | 100% | 0% | 0% | 0% | 0% | 0% | 0% | 0% | 0% | 0% | 0% | 0% | 6.363% | 71.74% | 21.9% | 0% | 0% | 0% | 0% | 0% | 0% | 0% | 2e-11% | 0% | 100% | 0% | 0% | 0% | 0% | 100% | 100% | Type from RECS, Age from RECS, Eff for Age from HES | 100% | 79250
CR09 | Southeast | 1970s | Fuel Oil | 0% | 0% | 0% |  |  |  | 0% | 0% | 0% | 0% | 100% | 0% | 0% | 0% | 0% | 0% | 0% | 0% | 0% | 0% | 0% | 0% | 6.363% | 71.74% | 21.9% | 0% | 0% | 0% | 0% | 0% | 0% | 0% | 2e-11% | 0% | 100% | 0% | 0% | 0% | 0% | 100% | 100% | Type from RECS, Age from RECS, Eff for Age from HES | 100% | 71550
CR10 | Southwest | 1970s | Fuel Oil | 0% | 0% | 0% |  |  |  | 0% | 0% | 0% | 0% | 100% | 0% | 0% | 0% | 0% | 0% | 0% | 0% | 0% | 0% | 0% | 0% | 6.363% | 71.74% | 21.9% | 0% | 0% | 0% | 0% | 0% | 0% | 0% | 2e-11% | 0% | 100% | 0% | 0% | 0% | 0% | 100% | 100% | Type from RECS, Age from RECS, Eff for Age from HES | 100% | 25829
CR11 | California | 1970s | Fuel Oil | 0% | 0% | 0% |  |  |  | NaN | NaN | NaN | 0% | 100% | 0% | 0% | 0% | 0% | 0% | 0% | 0% | 0% | 0% | 0% | 0% | NaN | NaN | NaN | 0% | 0% | 0% | 0% | NaN | NaN | 0% | 100% | 0% | 100% | 0% | 0% | 0% | 0% | 100% | 100% | Type from RECS, Age from RECS, Eff for Age from HES | 0% | 23089
CR12 | Hawaii | 1970s | Fuel Oil | 0% | 0% | 0% |  |  |  | NaN | NaN | NaN | 0% | 100% | 0% | 0% | 0% | 0% | 0% | 0% | 0% | 0% | 0% | 0% | 0% | NaN | NaN | NaN | 0% | 0% | 0% | 0% | NaN | NaN | 0% | 100% | 0% | 100% | 0% | 0% | 0% | 0% | 100% | 100% | Type from RECS, Age from RECS, Eff for Age from HES | 0% | 14392
CR01 | Alaska | 1970s | Electricity | 0% | 0% | 0% |  |  |  | 0% | 0% | 0% | NaN | 100% | 0% | 0% | 0% | 0% | 0% | 0% | 0% | 0% | 0% | 0% | 0% | 0% | 0% | 0% | 0% | 0% | 0% | 0% | 0% | 0% | NaN | 100% | NaN | 100% | NaN | NaN | NaN | NaN | 100% | 100% | Type from RECS, Age from RECS, Eff for Age from HES | 0% | 0
CR02 | Upper Midwest | 1970s | Electricity | 0% | 0% | 0% |  |  |  | 0% | 0% | 0% | 0% | 100% | 0% | 0% | 0% | 0% | 0% | 0% | 0% | 0% | 0% | 0% | 0% | 0% | 0% | 0% | 0% | 0% | 0% | 0% | 0% | 0% | 25.17% | 74.83% | 39.56% | 60.44% | 2.083% | 23.25% | 9.933% | 0% | 64.73% | 100% | Type from RECS, Age from RECS, Eff for Age from HES | 100% | 0
CR03 | Mountain North | 1970s | Electricity | 0% | 0% | 0% |  |  |  | 0% | 0% | 0% | 0% | 100% | 0% | 0% | 0% | 0% | 0% | 0% | 0% | 0% | 0% | 0% | 0% | 0% | 0% | 0% | 0% | 0% | 0% | 0% | 0% | 0% | 78.07% | 21.93% | 21.93% | 78.07% | 0% | 0% | 0% | 0% | 100% | 100% | Type from RECS, Age from RECS, Eff for Age from HES | 100% | 0
CR04 | New England | 1970s | Electricity | 0% | 0% | 0% |  |  |  | 0% | 0% | 0% | 0% | 100% | 0% | 0% | 0% | 0% | 0% | 0% | 0% | 0% | 0% | 0% | 0% | 0% | 0% | 0% | 0% | 0% | 0% | 0% | 0% | 0% | 0% | 100% | 100% | 0% | 0% | 0% | 0% | 0% | 100% | 100% | Type from RECS, Age from RECS, Eff for Age from HES | 100% | 0
CR05 | Great Lakes | 1970s | Electricity | 0% | 0% | 0% |  |  |  | 0% | 0% | 0% | 0% | 100% | 0% | 0% | 0% | 0% | 0% | 0% | 0% | 0% | 0% | 0% | 0% | 0% | 0% | 0% | 0% | 0% | 0% | 0% | 0% | 0% | 30.51% | 69.49% | 51.01% | 48.99% | 1.092% | 12.19% | 5.207% | 0% | 81.51% | 100% | Type from RECS, Age from RECS, Eff for Age from HES | 100% | 0
CR06 | Pacific Northwest | 1970s | Electricity | 0% | 0% | 0% |  |  |  | 0% | 0% | 0% | 0% | 100% | 0% | 0% | 0% | 0% | 0% | 0% | 0% | 0% | 0% | 0% | 0% | 0% | 0% | 0% | 0% | 0% | 0% | 0% | 0% | 0% | 45.39% | 54.61% | 10.03% | 89.97% | 2.633% | 29.39% | 12.56% | 0% | 55.42% | 100% | Type from RECS, Age from RECS, Eff for Age from HES | 100% | 0
CR07 | Mid Atlantic | 1970s | Electricity | 0% | 0% | 0% |  |  |  | 0% | 0% | 0% | 0% | 100% | 0% | 0% | 0% | 0% | 0% | 0% | 0% | 0% | 0% | 0% | 0% | 0% | 0% | 0% | 0% | 0% | 0% | 0% | 0% | 0% | 0% | 100% | 70.55% | 29.45% | 1.739% | 19.42% | 8.294% | 0% | 70.55% | 100% | Type from RECS, Age from RECS, Eff for Age from HES | 100% | 0
CR08 | Zone 4A | 1970s | Electricity | 0% | 0% | 0% |  |  |  | 0% | 0% | 0% | 0% | 100% | 0% | 0% | 0% | 0% | 0% | 0% | 0% | 0% | 0% | 0% | 0% | 0% | 0% | 0% | 0% | 0% | 0% | 0% | 0% | 0% | 36.88% | 63.12% | 16.2% | 83.8% | 2.771% | 30.93% | 13.21% | 0% | 53.08% | 100% | Type from RECS, Age from RECS, Eff for Age from HES | 100% | 0
CR09 | Southeast | 1970s | Electricity | 0% | 0% | 0% |  |  |  | 0% | 0% | 0% | 0% | 100% | 0% | 0% | 0% | 0% | 0% | 0% | 0% | 0% | 0% | 0% | 0% | 0% | 0% | 0% | 0% | 0% | 0% | 0% | 0% | 0% | 54.22% | 45.78% | 6.295% | 93.71% | 2.332% | 26.04% | 11.12% | 0% | 60.51% | 100% | Type from RECS, Age from RECS, Eff for Age from HES | 100% | 0
CR10 | Southwest | 1970s | Electricity | 0% | 0% | 0% |  |  |  | 0% | 0% | 0% | 0% | 100% | 0% | 0% | 0% | 0% | 0% | 0% | 0% | 0% | 0% | 0% | 0% | 0% | 0% | 0% | 0% | 0% | 0% | 0% | 0% | 0% | 39.01% | 60.99% | 0% | 100% | 3.602% | 40.21% | 17.18% | 0% | 39.01% | 100% | Type from RECS, Age from RECS, Eff for Age from HES | 100% | 593098
CR11 | California | 1970s | Electricity | 0% | 0% | 0% |  |  |  | 0% | 0% | 0% | 0% | 100% | 0% | 0% | 0% | 0% | 0% | 0% | 0% | 0% | 0% | 0% | 0% | 0% | 0% | 0% | 0% | 0% | 0% | 0% | 0% | 0% | 62.05% | 37.95% | 31.12% | 68.88% | 0.4032% | 4.502% | 1.923% | 0% | 93.17% | 100% | Type from RECS, Age from RECS, Eff for Age from HES | 100% | 380618
CR12 | Hawaii | 1970s | Electricity | 0% | 0% | 0% |  |  |  | 0% | 0% | 0% | NaN | 100% | 0% | 0% | 0% | 0% | 0% | 0% | 0% | 0% | 0% | 0% | 0% | 0% | 0% | 0% | 0% | 0% | 0% | 0% | 0% | 0% | NaN | 100% | NaN | 100% | NaN | NaN | NaN | NaN | 100% | 100% | Type from RECS, Age from RECS, Eff for Age from HES | 0% | 170346
CR01 | Alaska | 1970s | Other Fuel | 0% | 0% | 0% |  |  |  | 0% | 0% | 0% | 0% | 100% | 0% | 0% | 0% | 0% | 0% | 0% | 0% | 0% | 0% | 0% | 0% | 0% | 0% | 0% | 0% | 0% | 0% | 0% | 0% | 0% | 0% | 100% | 0% | 100% | 0% | 0% | 0% | 0% | 100% | 100% | Type from RECS, Age from RECS, Eff for Age from HES | 0% | 178840
CR02 | Upper Midwest | 1970s | Other Fuel | 0% | 0% | 0% |  |  |  | 0% | 0% | 0% | 0% | 100% | 0% | 0% | 0% | 0% | 0% | 0% | 0% | 0% | 0% | 0% | 0% | 0% | 0% | 0% | 0% | 0% | 0% | 0% | 0% | 0% | 0% | 100% | 0% | 100% | 0% | 0% | 0% | 0% | 100% | 100% | Type from RECS, Age from RECS, Eff for Age from HES | 0% | 183018
CR03 | Mountain North | 1970s | Other Fuel | 0% | 0% | 0% |  |  |  | 0% | 0% | 0% | 0% | 100% | 0% | 0% | 0% | 0% | 0% | 0% | 0% | 0% | 0% | 0% | 0% | 0% | 0% | 0% | 0% | 0% | 0% | 0% | 0% | 0% | 0% | 100% | 0% | 100% | 0% | 0% | 0% | 0% | 100% | 100% | Type from RECS, Age from RECS, Eff for Age from HES | 0% | 136832
CR04 | New England | 1970s | Other Fuel | 0% | 0% | 0% |  |  |  | 0% | 0% | 0% | 0% | 100% | 0% | 0% | 0% | 0% | 0% | 0% | 0% | 0% | 0% | 0% | 0% | 0% | 0% | 0% | 0% | 0% | 0% | 0% | 0% | 0% | 0% | 100% | 0% | 100% | 0% | 0% | 0% | 0% | 100% | 100% | Type from RECS, Age from RECS, Eff for Age from HES | 0% | 178030
CR05 | Great Lakes | 1970s | Other Fuel | 0% | 0% | 0% |  |  |  | 0% | 0% | 0% | 0% | 100% | 0% | 0% | 0% | 0% | 0% | 0% | 0% | 0% | 0% | 0% | 0% | 0% | 0% | 0% | 0% | 0% | 0% | 0% | 0% | 0% | 0% | 100% | 0% | 100% | 0% | 0% | 0% | 0% | 100% | 100% | Type from RECS, Age from RECS, Eff for Age from HES | 0% | 57883
CR06 | Pacific Northwest | 1970s | Other Fuel | 0% | 0% | 0% |  |  |  | 0% | 0% | 0% | 0% | 100% | 0% | 0% | 0% | 0% | 0% | 0% | 0% | 0% | 0% | 0% | 0% | 0% | 0% | 0% | 0% | 0% | 0% | 0% | 0% | 0% | 0% | 100% | 0% | 100% | 0% | 0% | 0% | 0% | 100% | 100% | Type from RECS, Age from RECS, Eff for Age from HES | 0% | 100656
CR07 | Mid Atlantic | 1970s | Other Fuel | 0% | 0% | 0% |  |  |  | 0% | 0% | 0% | 0% | 100% | 0% | 0% | 0% | 0% | 0% | 0% | 0% | 0% | 0% | 0% | 0% | 0% | 0% | 0% | 0% | 0% | 0% | 0% | 0% | 0% | 0% | 100% | 0% | 100% | 0% | 0% | 0% | 0% | 100% | 100% | Type from RECS, Age from RECS, Eff for Age from HES | 0% | 12582
CR08 | Zone 4A | 1970s | Other Fuel | 0% | 0% | 0% |  |  |  | 0% | 0% | 0% | 0% | 100% | 0% | 0% | 0% | 0% | 0% | 0% | 0% | 0% | 0% | 0% | 0% | 0% | 0% | 0% | 0% | 0% | 0% | 0% | 0% | 0% | 0% | 100% | 0% | 100% | 0% | 0% | 0% | 0% | 100% | 100% | Type from RECS, Age from RECS, Eff for Age from HES | 0% | 41246
CR09 | Southeast | 1970s | Other Fuel | 0% | 0% | 0% |  |  |  | 0% | 0% | 0% | 0% | 100% | 0% | 0% | 0% | 0% | 0% | 0% | 0% | 0% | 0% | 0% | 0% | 0% | 0% | 0% | 0% | 0% | 0% | 0% | 0% | 0% | 0% | 100% | 0% | 100% | 0% | 0% | 0% | 0% | 100% | 100% | Type from RECS, Age from RECS, Eff for Age from HES | 0% | 0
CR10 | Southwest | 1970s | Other Fuel | 0% | 0% | 0% |  |  |  | 0% | 0% | 0% | 0% | 100% | 0% | 0% | 0% | 0% | 0% | 0% | 0% | 0% | 0% | 0% | 0% | 0% | 0% | 0% | 0% | 0% | 0% | 0% | 0% | 0% | 0% | 100% | 0% | 100% | 0% | 0% | 0% | 0% | 100% | 100% | Type from RECS, Age from RECS, Eff for Age from HES | 0% | 0
CR11 | California | 1970s | Other Fuel | 0% | 0% | 0% |  |  |  | 0% | 0% | 0% | 0% | 100% | 0% | 0% | 0% | 0% | 0% | 0% | 0% | 0% | 0% | 0% | 0% | 0% | 0% | 0% | 0% | 0% | 0% | 0% | 0% | 0% | 0% | 100% | 0% | 100% | 0% | 0% | 0% | 0% | 100% | 100% | Type from RECS, Age from RECS, Eff for Age from HES | 0% | 0
CR12 | Hawaii | 1970s | Other Fuel | 0% | 0% | 0% |  |  |  | 0% | 0% | 0% | 0% | 100% | 0% | 0% | 0% | 0% | 0% | 0% | 0% | 0% | 0% | 0% | 0% | 0% | 0% | 0% | 0% | 0% | 0% | 0% | 0% | 0% | 0% | 100% | 0% | 100% | 0% | 0% | 0% | 0% | 100% | 100% | Type from RECS, Age from RECS, Eff for Age from HES | 0% | 27198
CR01 | Alaska | 1970s | None | 0% | 0% | 0% |  |  |  | 0% | 0% | 0% | 0% | 100% | 0% | 0% | 0% | 0% | 0% | 0% | 0% | 0% | 0% | 0% | 0% | 0% | 0% | 0% | 0% | 0% | 0% | 0% | 0% | 0% | 0% | 100% | 0% | 100% | 0% | 0% | 0% | 0% | 100% | 100% | Type from RECS, Age from RECS, Eff for Age from HES | 0% | 28295
CR02 | Upper Midwest | 1970s | None | 0% | 0% | 0% |  |  |  | 0% | 0% | 0% | 0% | 100% | 0% | 0% | 0% | 0% | 0% | 0% | 0% | 0% | 0% | 0% | 0% | 0% | 0% | 0% | 0% | 0% | 0% | 0% | 0% | 0% | 0% | 100% | 0% | 100% | 0% | 0% | 0% | 0% | 100% | 100% | Type from RECS, Age from RECS, Eff for Age from HES | 0% | 16483
CR03 | Mountain North | 1970s | None | 0% | 0% | 0% |  |  |  | 0% | 0% | 0% | 0% | 100% | 0% | 0% | 0% | 0% | 0% | 0% | 0% | 0% | 0% | 0% | 0% | 0% | 0% | 0% | 0% | 0% | 0% | 0% | 0% | 0% | 0% | 100% | 0% | 100% | 0% | 0% | 0% | 0% | 100% | 100% | Type from RECS, Age from RECS, Eff for Age from HES | 0% | 14892
CR04 | New England | 1970s | None | 0% | 0% | 0% |  |  |  | 0% | 0% | 0% | 0% | 100% | 0% | 0% | 0% | 0% | 0% | 0% | 0% | 0% | 0% | 0% | 0% | 0% | 0% | 0% | 0% | 0% | 0% | 0% | 0% | 0% | 0% | 100% | 0% | 100% | 0% | 0% | 0% | 0% | 100% | 100% | Type from RECS, Age from RECS, Eff for Age from HES | 0% | 0
CR05 | Great Lakes | 1970s | None | 0% | 0% | 0% |  |  |  | 0% | 0% | 0% | 0% | 100% | 0% | 0% | 0% | 0% | 0% | 0% | 0% | 0% | 0% | 0% | 0% | 0% | 0% | 0% | 0% | 0% | 0% | 0% | 0% | 0% | 0% | 100% | 0% | 100% | 0% | 0% | 0% | 0% | 100% | 100% | Type from RECS, Age from RECS, Eff for Age from HES | 0% | 0
CR06 | Pacific Northwest | 1970s | None | 0% | 0% | 0% |  |  |  | 0% | 0% | 0% | 0% | 100% | 0% | 0% | 0% | 0% | 0% | 0% | 0% | 0% | 0% | 0% | 0% | 0% | 0% | 0% | 0% | 0% | 0% | 0% | 0% | 0% | 0% | 100% | 0% | 100% | 0% | 0% | 0% | 0% | 100% | 100% | Type from RECS, Age from RECS, Eff for Age from HES | 0% | 0
CR07 | Mid Atlantic | 1970s | None | 0% | 0% | 0% |  |  |  | 0% | 0% | 0% | 0% | 100% | 0% | 0% | 0% | 0% | 0% | 0% | 0% | 0% | 0% | 0% | 0% | 0% | 0% | 0% | 0% | 0% | 0% | 0% | 0% | 0% | 0% | 100% | 0% | 100% | 0% | 0% | 0% | 0% | 100% | 100% | Type from RECS, Age from RECS, Eff for Age from HES | 0% | 586735
CR08 | Zone 4A | 1970s | None | 0% | 0% | 0% |  |  |  | 0% | 0% | 0% | 0% | 100% | 0% | 0% | 0% | 0% | 0% | 0% | 0% | 0% | 0% | 0% | 0% | 0% | 0% | 0% | 0% | 0% | 0% | 0% | 0% | 0% | 0% | 100% | 0% | 100% | 0% | 0% | 0% | 0% | 100% | 100% | Type from RECS, Age from RECS, Eff for Age from HES | 0% | 470314
CR09 | Southeast | 1970s | None | 0% | 0% | 0% |  |  |  | 0% | 0% | 0% | 0% | 100% | 0% | 0% | 0% | 0% | 0% | 0% | 0% | 0% | 0% | 0% | 0% | 0% | 0% | 0% | 0% | 0% | 0% | 0% | 0% | 0% | 0% | 100% | 0% | 100% | 0% | 0% | 0% | 0% | 100% | 100% | Type from RECS, Age from RECS, Eff for Age from HES | 0% | 263662
CR10 | Southwest | 1970s | None | 0% | 0% | 0% |  |  |  | 0% | 0% | 0% | 0% | 100% | 0% | 0% | 0% | 0% | 0% | 0% | 0% | 0% | 0% | 0% | 0% | 0% | 0% | 0% | 0% | 0% | 0% | 0% | 0% | 0% | 0% | 100% | 0% | 100% | 0% | 0% | 0% | 0% | 100% | 100% | Type from RECS, Age from RECS, Eff for Age from HES | 0% | 215304
CR11 | California | 1970s | None | 0% | 0% | 0% |  |  |  | 0% | 0% | 0% | 0% | 100% | 0% | 0% | 0% | 0% | 0% | 0% | 0% | 0% | 0% | 0% | 0% | 0% | 0% | 0% | 0% | 0% | 0% | 0% | 0% | 0% | 0% | 100% | 0% | 100% | 0% | 0% | 0% | 0% | 100% | 100% | Type from RECS, Age from RECS, Eff for Age from HES | 0% | 87198
CR12 | Hawaii | 1970s | None | 0% | 0% | 0% |  |  |  | 0% | 0% | 0% | 0% | 100% | 0% | 0% | 0% | 0% | 0% | 0% | 0% | 0% | 0% | 0% | 0% | 0% | 0% | 0% | 0% | 0% | 0% | 0% | 0% | 0% | 0% | 100% | 0% | 100% | 0% | 0% | 0% | 0% | 100% | 100% | Type from RECS, Age from RECS, Eff for Age from HES | 0% | 104401
CR01 | Alaska | 1980s | Natural Gas | 32.95% | 12.04% | 21.68% | 0% | 0% | 0% | 0% | 0% | 0% | 0% | 33.33% | 0% | 6.699% | 12.02% | 11.16% | 3.455% | 0% | 0% | 0% | 0% | 0% | 0% | 0% | 0% | 0% | 0% | 0% | 0% | 0% | 0% | 0% | 0% | 66.67% | 0% | 100% | 0% | 0% | 0% | 0% | 100% | 100% | Type from RECS, Age from RECS, Eff for Age from HES | 100% | 35287
CR02 | Upper Midwest | 1980s | Natural Gas | 0.7155% | 0.2614% | 0.4707% | 0% | 0% | 0% | 0% | 0% | 0% | 0% | 98.55% | 0% | 19.81% | 35.54% | 32.99% | 10.22% | 0% | 0% | 0% | 0% | 0% | 0% | 0% | 0% | 0% | 0% | 0% | 0% | 0% | 0% | 0% | 0% | 1.448% | 0% | 100% | 0% | 0% | 0% | 0% | 100% | 100% | Type from RECS, Age from RECS, Eff for Age from HES | 100% | 247726
CR03 | Mountain North | 1980s | Natural Gas | 1.995% | 0.7286% | 1.312% | 0% | 0% | 0% | 0% | 0% | 0% | 0% | 95.96% | 0% | 19.09% | 34.25% | 31.79% | 9.843% | 0% | 0% | 0% | 0% | 0% | 0% | 0% | 0% | 0% | 0.5951% | 0.4066% | 0% | 0% | 0% | 0% | 0% | 4.035% | 0% | 100% | 0% | 0% | 0% | 0% | 100% | 100% | Type from RECS, Age from RECS, Eff for Age from HES | 100% | 46696
CR04 | New England | 1980s | Natural Gas | 16.63% | 6.075% | 10.94% | 0% | 0% | 0% | 0% | 0% | 0% | 0% | 66.35% | 0% | 11.76% | 21.11% | 19.59% | 6.067% | 0% | 0% | 0% | 0% | 0% | 0% | 0% | 0% | 0% | 4.645% | 3.174% | 0% | 0% | 0% | 0% | 0% | 33.65% | 0% | 100% | 0% | 0% | 0% | 0% | 100% | 100% | Type from RECS, Age from RECS, Eff for Age from HES | 100% | 74349
CR05 | Great Lakes | 1980s | Natural Gas | 0% | 0% | 0% | 0% | 0% | 0% | 0% | 0% | 0% | 0% | 100% | 0% | 19.6% | 35.16% | 32.63% | 10.11% | 0% | 0% | 0% | 0% | 0% | 0% | 0% | 0% | 0% | 1.486% | 1.015% | 0% | 0% | 0% | 0% | 0% | -7.749e-11% | 0% | 100% | 0% | 0% | 0% | 0% | 100% | 100% | Type from RECS, Age from RECS, Eff for Age from HES | 100% | 54087
CR06 | Pacific Northwest | 1980s | Natural Gas | 3.754% | 1.371% | 2.469% | 0% | 0% | 0% | 0% | 0% | 0% | 0% | 92.41% | 0% | 17.35% | 31.13% | 28.89% | 8.946% | 0% | 0% | 0% | 0% | 0% | 0% | 0% | 0% | 0% | 3.623% | 2.475% | 0% | 0% | 0% | 0% | 0% | 7.594% | 0% | 100% | 0% | 0% | 0% | 0% | 100% | 100% | Type from RECS, Age from RECS, Eff for Age from HES | 100% | 12756
CR07 | Mid Atlantic | 1980s | Natural Gas | 11.09% | 4.052% | 7.296% | 0% | 0% | 0% | 0% | 0% | 0% | 0% | 77.56% | 0% | 14.91% | 26.76% | 24.84% | 7.691% | 0% | 0% | 0% | 0% | 0% | 0% | 0% | 0% | 0% | 1.999% | 1.366% | 0% | 0% | 0% | 0% | 0% | 22.44% | 0% | 100% | 0% | 0% | 0% | 0% | 100% | 100% | Type from RECS, Age from RECS, Eff for Age from HES | 100% | 12756
CR08 | Zone 4A | 1980s | Natural Gas | 0% | 0% | 0% | 0% | 0% | 0% | 0% | 0% | 0% | 0% | 100% | 0% | 19.44% | 34.88% | 32.37% | 10.02% | 0% | 0% | 0% | 0% | 0% | 0% | 0% | 0% | 0% | 1.953% | 1.334% | 0% | 0% | 0% | 0% | 0% | -1.27e-11% | 0% | 100% | 0% | 0% | 0% | 0% | 100% | 100% | Type from RECS, Age from RECS, Eff for Age from HES | 100% | 0
CR09 | Southeast | 1980s | Natural Gas | 0% | 0% | 0% | 0% | 0% | 0% | 0% | 0% | 0% | 0% | 100% | 0% | 18.44% | 33.1% | 30.72% | 9.512% | 0% | 0% | 0% | 0% | 0% | 0% | 0% | 0% | 0% | 4.89% | 3.341% | 0% | 0% | 0% | 0% | 0% | -6.575e-11% | 0% | 100% | 0% | 0% | 0% | 0% | 100% | 100% | Type from RECS, Age from RECS, Eff for Age from HES | 100% | 15900
CR10 | Southwest | 1980s | Natural Gas | 2.436% | 0.8898% | 1.602% | 0% | 0% | 0% | 0% | 0% | 0% | 0% | 95.07% | 0% | 17.5% | 31.41% | 29.15% | 9.026% | 0% | 0% | 0% | 0% | 0% | 0% | 0% | 0% | 0% | 4.748% | 3.245% | 0% | 0% | 0% | 0% | 0% | 4.928% | 0% | 100% | 0% | 0% | 0% | 0% | 100% | 100% | Type from RECS, Age from RECS, Eff for Age from HES | 100% | 27838
CR11 | California | 1980s | Natural Gas | 0% | 0% | 0% | 0% | 0% | 0% | 0% | 0% | 0% | 0% | 100% | 0% | 19.37% | 34.75% | 32.26% | 9.989% | 0% | 0% | 0% | 0% | 0% | 0% | 0% | 0% | 0% | 2.158% | 1.475% | 0% | 0% | 0% | 0% | 0% | -3.637e-11% | 0% | 100% | 0% | 0% | 0% | 0% | 100% | 100% | Type from RECS, Age from RECS, Eff for Age from HES | 100% | 19014
CR12 | Hawaii | 1980s | Natural Gas | NaN | NaN | NaN | 0% | 0% | 0% | 0% | 0% | 0% | 0% | 100% | 0% | NaN | NaN | NaN | NaN | 0% | 0% | 0% | 0% | 0% | 0% | 0% | 0% | 0% | NaN | NaN | 0% | 0% | 0% | 0% | 0% | 100% | 0% | 100% | 0% | 0% | 0% | 0% | 100% | 100% | Type from RECS, Age from RECS, Eff for Age from HES | 0% | 8367
CR01 | Alaska | 1980s | Propane/LPG | 0% | 0% | 0% | 32.95% | 12.04% | 21.68% | 0% | 0% | 0% | 0% | 33.33% | 0% | 0% | 0% | 0% | 0% | 0% | 6.699% | 12.02% | 11.16% | 3.455% | 0% | 0% | 0% | 0% | 0% | 0% | 0% | 0% | 0% | 0% | 0% | 66.67% | 0% | 100% | 0% | 0% | 0% | 0% | 100% | 100% | Type from RECS, Age from RECS, Eff for Age from HES | 100% | 19111
CR02 | Upper Midwest | 1980s | Propane/LPG | 0% | 0% | 0% | 0.7155% | 0.2614% | 0.4707% | 0% | 0% | 0% | 0% | 98.55% | 0% | 0% | 0% | 0% | 0% | 0% | 19.81% | 35.54% | 32.99% | 10.22% | 0% | 0% | 0% | 0% | 0% | 0% | 0% | 0% | 0% | 0% | 0% | 1.448% | 0% | 100% | 0% | 0% | 0% | 0% | 100% | 100% | Type from RECS, Age from RECS, Eff for Age from HES | 100% | 0
CR03 | Mountain North | 1980s | Propane/LPG | 0% | 0% | 0% | 1.995% | 0.7286% | 1.312% | 0% | 0% | 0% | 0% | 95.96% | 0% | 0% | 0% | 0% | 0% | 0% | 19.09% | 34.25% | 31.79% | 9.843% | 0% | 0% | 0% | 0% | 0% | 0% | 0.5951% | 0.4066% | 0% | 0% | 0% | 4.035% | 0% | 100% | 0% | 0% | 0% | 0% | 100% | 100% | Type from RECS, Age from RECS, Eff for Age from HES | 100% | 0
CR04 | New England | 1980s | Propane/LPG | 0% | 0% | 0% | 16.63% | 6.075% | 10.94% | 0% | 0% | 0% | 0% | 66.35% | 0% | 0% | 0% | 0% | 0% | 0% | 11.76% | 21.11% | 19.59% | 6.067% | 0% | 0% | 0% | 0% | 0% | 0% | 4.645% | 3.174% | 0% | 0% | 0% | 33.65% | 0% | 100% | 0% | 0% | 0% | 0% | 100% | 100% | Type from RECS, Age from RECS, Eff for Age from HES | 100% | 0
CR05 | Great Lakes | 1980s | Propane/LPG | 0% | 0% | 0% | 0% | 0% | 0% | 0% | 0% | 0% | 0% | 100% | 0% | 0% | 0% | 0% | 0% | 0% | 19.6% | 35.16% | 32.63% | 10.11% | 0% | 0% | 0% | 0% | 0% | 0% | 1.486% | 1.015% | 0% | 0% | 0% | -7.749e-11% | 0% | 100% | 0% | 0% | 0% | 0% | 100% | 100% | Type from RECS, Age from RECS, Eff for Age from HES | 100% | 0
CR06 | Pacific Northwest | 1980s | Propane/LPG | 0% | 0% | 0% | 3.754% | 1.371% | 2.469% | 0% | 0% | 0% | 0% | 92.41% | 0% | 0% | 0% | 0% | 0% | 0% | 17.35% | 31.13% | 28.89% | 8.946% | 0% | 0% | 0% | 0% | 0% | 0% | 3.623% | 2.475% | 0% | 0% | 0% | 7.594% | 0% | 100% | 0% | 0% | 0% | 0% | 100% | 100% | Type from RECS, Age from RECS, Eff for Age from HES | 100% | 0
CR07 | Mid Atlantic | 1980s | Propane/LPG | 0% | 0% | 0% | 11.09% | 4.052% | 7.296% | 0% | 0% | 0% | 0% | 77.56% | 0% | 0% | 0% | 0% | 0% | 0% | 14.91% | 26.76% | 24.84% | 7.691% | 0% | 0% | 0% | 0% | 0% | 0% | 1.999% | 1.366% | 0% | 0% | 0% | 22.44% | 0% | 100% | 0% | 0% | 0% | 0% | 100% | 100% | Type from RECS, Age from RECS, Eff for Age from HES | 100% | 26365
CR08 | Zone 4A | 1980s | Propane/LPG | 0% | 0% | 0% | 0% | 0% | 0% | 0% | 0% | 0% | 0% | 100% | 0% | 0% | 0% | 0% | 0% | 0% | 19.44% | 34.88% | 32.37% | 10.02% | 0% | 0% | 0% | 0% | 0% | 0% | 1.953% | 1.334% | 0% | 0% | 0% | -1.27e-11% | 0% | 100% | 0% | 0% | 0% | 0% | 100% | 100% | Type from RECS, Age from RECS, Eff for Age from HES | 100% | 0
CR09 | Southeast | 1980s | Propane/LPG | 0% | 0% | 0% | 0% | 0% | 0% | 0% | 0% | 0% | 0% | 100% | 0% | 0% | 0% | 0% | 0% | 0% | 18.44% | 33.1% | 30.72% | 9.512% | 0% | 0% | 0% | 0% | 0% | 0% | 4.89% | 3.341% | 0% | 0% | 0% | -6.575e-11% | 0% | 100% | 0% | 0% | 0% | 0% | 100% | 100% | Type from RECS, Age from RECS, Eff for Age from HES | 100% | 0
CR10 | Southwest | 1980s | Propane/LPG | 0% | 0% | 0% | 2.436% | 0.8898% | 1.602% | 0% | 0% | 0% | 0% | 95.07% | 0% | 0% | 0% | 0% | 0% | 0% | 17.5% | 31.41% | 29.15% | 9.026% | 0% | 0% | 0% | 0% | 0% | 0% | 4.748% | 3.245% | 0% | 0% | 0% | 4.928% | 0% | 100% | 0% | 0% | 0% | 0% | 100% | 100% | Type from RECS, Age from RECS, Eff for Age from HES | 100% | 0
CR11 | California | 1980s | Propane/LPG | 0% | 0% | 0% | 0% | 0% | 0% | 0% | 0% | 0% | 0% | 100% | 0% | 0% | 0% | 0% | 0% | 0% | 19.37% | 34.75% | 32.26% | 9.989% | 0% | 0% | 0% | 0% | 0% | 0% | 2.158% | 1.475% | 0% | 0% | 0% | -3.637e-11% | 0% | 100% | 0% | 0% | 0% | 0% | 100% | 100% | Type from RECS, Age from RECS, Eff for Age from HES | 100% | 0
CR12 | Hawaii | 1980s | Propane/LPG | 0% | 0% | 0% | NaN | NaN | NaN | 0% | 0% | 0% | 0% | 100% | 0% | 0% | 0% | 0% | 0% | 0% | NaN | NaN | NaN | NaN | 0% | 0% | 0% | 0% | 0% | 0% | NaN | NaN | 0% | 0% | 0% | 100% | 0% | 100% | 0% | 0% | 0% | 0% | 100% | 100% | Type from RECS, Age from RECS, Eff for Age from HES | 0% | 0
CR01 | Alaska | 1980s | Fuel Oil | 0% | 0% | 0% |  |  |  | NaN | NaN | NaN | 0% | 100% | 0% | 0% | 0% | 0% | 0% | 0% | 0% | 0% | 0% | 0% | 0% | NaN | NaN | NaN | 0% | 0% | 0% | 0% | NaN | NaN | 0% | 100% | 0% | 100% | 0% | 0% | 0% | 0% | 100% | 100% | Type from RECS, Age from RECS, Eff for Age from HES | 0% | 0
CR02 | Upper Midwest | 1980s | Fuel Oil | 0% | 0% | 0% |  |  |  | 0% | 0% | 0% | 0% | 100% | 0% | 0% | 0% | 0% | 0% | 0% | 0% | 0% | 0% | 0% | 0% | 6.482% | 71.64% | 21.88% | 0% | 0% | 0% | 0% | NaN | NaN | 0% | 1e-11% | 0% | 100% | 0% | 0% | 0% | 0% | 100% | 100% | Type from RECS, Age from RECS, Eff for Age from HES | 100% | 0
CR03 | Mountain North | 1980s | Fuel Oil | 0% | 0% | 0% |  |  |  | NaN | NaN | NaN | 0% | 100% | 0% | 0% | 0% | 0% | 0% | 0% | 0% | 0% | 0% | 0% | 0% | NaN | NaN | NaN | 0% | 0% | 0% | 0% | NaN | NaN | 0% | 100% | 0% | 100% | 0% | 0% | 0% | 0% | 100% | 100% | Type from RECS, Age from RECS, Eff for Age from HES | 0% | 0
CR04 | New England | 1980s | Fuel Oil | 0% | 0% | 0% |  |  |  | 17.97% | 39.84% | 13.56% | 0% | 28.63% | 0% | 0% | 0% | 0% | 0% | 0% | 0% | 0% | 0% | 0% | 0% | 1.856% | 20.51% | 6.262% | 0% | 0% | 0% | 0% | NaN | NaN | 0% | 71.37% | 0% | 100% | 0% | 0% | 0% | 0% | 100% | 100% | Type from RECS, Age from RECS, Eff for Age from HES | 100% | 7207
CR05 | Great Lakes | 1980s | Fuel Oil | 0% | 0% | 0% |  |  |  | NaN | NaN | NaN | 0% | 100% | 0% | 0% | 0% | 0% | 0% | 0% | 0% | 0% | 0% | 0% | 0% | NaN | NaN | NaN | 0% | 0% | 0% | 0% | NaN | NaN | 0% | 100% | 0% | 100% | 0% | 0% | 0% | 0% | 100% | 100% | Type from RECS, Age from RECS, Eff for Age from HES | 0% | 8017
CR06 | Pacific Northwest | 1980s | Fuel Oil | 0% | 0% | 0% |  |  |  | NaN | NaN | NaN | 0% | 100% | 0% | 0% | 0% | 0% | 0% | 0% | 0% | 0% | 0% | 0% | 0% | NaN | NaN | NaN | 0% | 0% | 0% | 0% | NaN | NaN | 0% | 100% | 0% | 100% | 0% | 0% | 0% | 0% | 100% | 100% | Type from RECS, Age from RECS, Eff for Age from HES | 0% | 0
CR07 | Mid Atlantic | 1980s | Fuel Oil | 0% | 0% | 0% |  |  |  | 9.533% | 21.13% | 7.194% | 0% | 62.14% | 0% | 0% | 0% | 0% | 0% | 0% | 0% | 0% | 0% | 0% | 0% | 4.028% | 44.52% | 13.59% | 0% | 0% | 0% | 0% | NaN | NaN | 0% | 37.86% | 0% | 100% | 0% | 0% | 0% | 0% | 100% | 100% | Type from RECS, Age from RECS, Eff for Age from HES | 100% | 0
CR08 | Zone 4A | 1980s | Fuel Oil | 0% | 0% | 0% |  |  |  | 0% | 0% | 0% | 0% | 100% | 0% | 0% | 0% | 0% | 0% | 0% | 0% | 0% | 0% | 0% | 0% | 6.482% | 71.64% | 21.88% | 0% | 0% | 0% | 0% | NaN | NaN | 0% | 1e-11% | 0% | 100% | 0% | 0% | 0% | 0% | 100% | 100% | Type from RECS, Age from RECS, Eff for Age from HES | 100% | 0
CR09 | Southeast | 1980s | Fuel Oil | 0% | 0% | 0% |  |  |  | 0% | 0% | 0% | 0% | 100% | 0% | 0% | 0% | 0% | 0% | 0% | 0% | 0% | 0% | 0% | 0% | 6.482% | 71.64% | 21.88% | 0% | 0% | 0% | 0% | NaN | NaN | 0% | 1e-11% | 0% | 100% | 0% | 0% | 0% | 0% | 100% | 100% | Type from RECS, Age from RECS, Eff for Age from HES | 100% | 0
CR10 | Southwest | 1980s | Fuel Oil | 0% | 0% | 0% |  |  |  | NaN | NaN | NaN | 0% | 100% | 0% | 0% | 0% | 0% | 0% | 0% | 0% | 0% | 0% | 0% | 0% | NaN | NaN | NaN | 0% | 0% | 0% | 0% | NaN | NaN | 0% | 100% | 0% | 100% | 0% | 0% | 0% | 0% | 100% | 100% | Type from RECS, Age from RECS, Eff for Age from HES | 0% | 0
CR11 | California | 1980s | Fuel Oil | 0% | 0% | 0% |  |  |  | NaN | NaN | NaN | 0% | 100% | 0% | 0% | 0% | 0% | 0% | 0% | 0% | 0% | 0% | 0% | 0% | NaN | NaN | NaN | 0% | 0% | 0% | 0% | NaN | NaN | 0% | 100% | 0% | 100% | 0% | 0% | 0% | 0% | 100% | 100% | Type from RECS, Age from RECS, Eff for Age from HES | 0% | 0
CR12 | Hawaii | 1980s | Fuel Oil | 0% | 0% | 0% |  |  |  | NaN | NaN | NaN | 0% | 100% | 0% | 0% | 0% | 0% | 0% | 0% | 0% | 0% | 0% | 0% | 0% | NaN | NaN | NaN | 0% | 0% | 0% | 0% | NaN | NaN | 0% | 100% | 0% | 100% | 0% | 0% | 0% | 0% | 100% | 100% | Type from RECS, Age from RECS, Eff for Age from HES | 0% | 0
CR01 | Alaska | 1980s | Electricity | 0% | 0% | 0% |  |  |  | 0% | 0% | 0% | NaN | 100% | 0% | 0% | 0% | 0% | 0% | 0% | 0% | 0% | 0% | 0% | 0% | 0% | 0% | 0% | 0% | 0% | 0% | 0% | 0% | 0% | NaN | 100% | NaN | 100% | NaN | NaN | NaN | NaN | 100% | 100% | Type from RECS, Age from RECS, Eff for Age from HES | 0% | 0
CR02 | Upper Midwest | 1980s | Electricity | 0% | 0% | 0% |  |  |  | 0% | 0% | 0% | 0% | 100% | 0% | 0% | 0% | 0% | 0% | 0% | 0% | 0% | 0% | 0% | 0% | 0% | 0% | 0% | 0% | 0% | 0% | 0% | 0% | 0% | 64.26% | 35.74% | 35.74% | 64.26% | 0% | 0% | 0% | 0% | 100% | 100% | Type from RECS, Age from RECS, Eff for Age from HES | 100% | 0
CR03 | Mountain North | 1980s | Electricity | 0% | 0% | 0% |  |  |  | 0% | 0% | 0% | 0% | 100% | 0% | 0% | 0% | 0% | 0% | 0% | 0% | 0% | 0% | 0% | 0% | 0% | 0% | 0% | 0% | 0% | 0% | 0% | 0% | 0% | 34.6% | 65.4% | 65.4% | 34.6% | 0% | 0% | 0% | 0% | 100% | 100% | Type from RECS, Age from RECS, Eff for Age from HES | 100% | 0
CR04 | New England | 1980s | Electricity | 0% | 0% | 0% |  |  |  | 0% | 0% | 0% | 0% | 100% | 0% | 0% | 0% | 0% | 0% | 0% | 0% | 0% | 0% | 0% | 0% | 0% | 0% | 0% | 0% | 0% | 0% | 0% | 0% | 0% | 0% | 100% | 100% | 0% | 0% | 0% | 0% | 0% | 100% | 100% | Type from RECS, Age from RECS, Eff for Age from HES | 100% | 0
CR05 | Great Lakes | 1980s | Electricity | 0% | 0% | 0% |  |  |  | 0% | 0% | 0% | 0% | 100% | 0% | 0% | 0% | 0% | 0% | 0% | 0% | 0% | 0% | 0% | 0% | 0% | 0% | 0% | 0% | 0% | 0% | 0% | 0% | 0% | 64.67% | 35.33% | 4.915% | 95.09% | 2.063% | 18.42% | 9.936% | 0% | 69.58% | 100% | Type from RECS, Age from RECS, Eff for Age from HES | 100% | 0
CR06 | Pacific Northwest | 1980s | Electricity | 0% | 0% | 0% |  |  |  | 0% | 0% | 0% | 0% | 100% | 0% | 0% | 0% | 0% | 0% | 0% | 0% | 0% | 0% | 0% | 0% | 0% | 0% | 0% | 0% | 0% | 0% | 0% | 0% | 0% | 36.1% | 63.9% | 38.29% | 61.71% | 1.737% | 15.51% | 8.367% | 0% | 74.39% | 100% | Type from RECS, Age from RECS, Eff for Age from HES | 100% | 0
CR07 | Mid Atlantic | 1980s | Electricity | 0% | 0% | 0% |  |  |  | 0% | 0% | 0% | 0% | 100% | 0% | 0% | 0% | 0% | 0% | 0% | 0% | 0% | 0% | 0% | 0% | 0% | 0% | 0% | 0% | 0% | 0% | 0% | 0% | 0% | 0% | 100% | 57.54% | 42.46% | 2.879% | 25.71% | 13.87% | 0% | 57.54% | 100% | Type from RECS, Age from RECS, Eff for Age from HES | 100% | 18526
CR08 | Zone 4A | 1980s | Electricity | 0% | 0% | 0% |  |  |  | 0% | 0% | 0% | 0% | 100% | 0% | 0% | 0% | 0% | 0% | 0% | 0% | 0% | 0% | 0% | 0% | 0% | 0% | 0% | 0% | 0% | 0% | 0% | 0% | 0% | 19.37% | 80.63% | 8.021% | 91.98% | 4.925% | 43.97% | 23.72% | 0% | 27.39% | 100% | Type from RECS, Age from RECS, Eff for Age from HES | 100% | 94058
CR09 | Southeast | 1980s | Electricity | 0% | 0% | 0% |  |  |  | 0% | 0% | 0% | 0% | 100% | 0% | 0% | 0% | 0% | 0% | 0% | 0% | 0% | 0% | 0% | 0% | 0% | 0% | 0% | 0% | 0% | 0% | 0% | 0% | 0% | 65.46% | 34.54% | 3.628% | 96.37% | 2.096% | 18.72% | 10.1% | 0% | 69.09% | 100% | Type from RECS, Age from RECS, Eff for Age from HES | 100% | 39082
CR10 | Southwest | 1980s | Electricity | 0% | 0% | 0% |  |  |  | 0% | 0% | 0% | 0% | 100% | 0% | 0% | 0% | 0% | 0% | 0% | 0% | 0% | 0% | 0% | 0% | 0% | 0% | 0% | 0% | 0% | 0% | 0% | 0% | 0% | 33.75% | 66.25% | 20.14% | 79.86% | 3.127% | 27.92% | 15.06% | 0% | 53.89% | 100% | Type from RECS, Age from RECS, Eff for Age from HES | 100% | 38239
CR11 | California | 1980s | Electricity | 0% | 0% | 0% |  |  |  | 0% | 0% | 0% | 0% | 100% | 0% | 0% | 0% | 0% | 0% | 0% | 0% | 0% | 0% | 0% | 0% | 0% | 0% | 0% | 0% | 0% | 0% | 0% | 0% | 0% | 78.56% | 21.44% | 10.57% | 89.43% | 0.7372% | 6.582% | 3.551% | 0% | 89.13% | 100% | Type from RECS, Age from RECS, Eff for Age from HES | 100% | 53237
CR12 | Hawaii | 1980s | Electricity | 0% | 0% | 0% |  |  |  | 0% | 0% | 0% | NaN | 100% | 0% | 0% | 0% | 0% | 0% | 0% | 0% | 0% | 0% | 0% | 0% | 0% | 0% | 0% | 0% | 0% | 0% | 0% | 0% | 0% | NaN | 100% | NaN | 100% | NaN | NaN | NaN | NaN | 100% | 100% | Type from RECS, Age from RECS, Eff for Age from HES | 0% | 53722
CR01 | Alaska | 1980s | Other Fuel | 0% | 0% | 0% |  |  |  | 0% | 0% | 0% | 0% | 100% | 0% | 0% | 0% | 0% | 0% | 0% | 0% | 0% | 0% | 0% | 0% | 0% | 0% | 0% | 0% | 0% | 0% | 0% | 0% | 0% | 0% | 100% | 0% | 100% | 0% | 0% | 0% | 0% | 100% | 100% | Type from RECS, Age from RECS, Eff for Age from HES | 0% | 21385
CR02 | Upper Midwest | 1980s | Other Fuel | 0% | 0% | 0% |  |  |  | 0% | 0% | 0% | 0% | 100% | 0% | 0% | 0% | 0% | 0% | 0% | 0% | 0% | 0% | 0% | 0% | 0% | 0% | 0% | 0% | 0% | 0% | 0% | 0% | 0% | 0% | 100% | 0% | 100% | 0% | 0% | 0% | 0% | 100% | 100% | Type from RECS, Age from RECS, Eff for Age from HES | 0% | 73502
CR03 | Mountain North | 1980s | Other Fuel | 0% | 0% | 0% |  |  |  | 0% | 0% | 0% | 0% | 100% | 0% | 0% | 0% | 0% | 0% | 0% | 0% | 0% | 0% | 0% | 0% | 0% | 0% | 0% | 0% | 0% | 0% | 0% | 0% | 0% | 0% | 100% | 0% | 100% | 0% | 0% | 0% | 0% | 100% | 100% | Type from RECS, Age from RECS, Eff for Age from HES | 0% | 20438
CR04 | New England | 1980s | Other Fuel | 0% | 0% | 0% |  |  |  | 0% | 0% | 0% | 0% | 100% | 0% | 0% | 0% | 0% | 0% | 0% | 0% | 0% | 0% | 0% | 0% | 0% | 0% | 0% | 0% | 0% | 0% | 0% | 0% | 0% | 0% | 100% | 0% | 100% | 0% | 0% | 0% | 0% | 100% | 100% | Type from RECS, Age from RECS, Eff for Age from HES | 0% | 35517
CR05 | Great Lakes | 1980s | Other Fuel | 0% | 0% | 0% |  |  |  | 0% | 0% | 0% | 0% | 100% | 0% | 0% | 0% | 0% | 0% | 0% | 0% | 0% | 0% | 0% | 0% | 0% | 0% | 0% | 0% | 0% | 0% | 0% | 0% | 0% | 0% | 100% | 0% | 100% | 0% | 0% | 0% | 0% | 100% | 100% | Type from RECS, Age from RECS, Eff for Age from HES | 0% | 5659
CR06 | Pacific Northwest | 1980s | Other Fuel | 0% | 0% | 0% |  |  |  | 0% | 0% | 0% | 0% | 100% | 0% | 0% | 0% | 0% | 0% | 0% | 0% | 0% | 0% | 0% | 0% | 0% | 0% | 0% | 0% | 0% | 0% | 0% | 0% | 0% | 0% | 100% | 0% | 100% | 0% | 0% | 0% | 0% | 100% | 100% | Type from RECS, Age from RECS, Eff for Age from HES | 0% | 70820
CR07 | Mid Atlantic | 1980s | Other Fuel | 0% | 0% | 0% |  |  |  | 0% | 0% | 0% | 0% | 100% | 0% | 0% | 0% | 0% | 0% | 0% | 0% | 0% | 0% | 0% | 0% | 0% | 0% | 0% | 0% | 0% | 0% | 0% | 0% | 0% | 0% | 100% | 0% | 100% | 0% | 0% | 0% | 0% | 100% | 100% | Type from RECS, Age from RECS, Eff for Age from HES | 0% | 130224
CR08 | Zone 4A | 1980s | Other Fuel | 0% | 0% | 0% |  |  |  | 0% | 0% | 0% | 0% | 100% | 0% | 0% | 0% | 0% | 0% | 0% | 0% | 0% | 0% | 0% | 0% | 0% | 0% | 0% | 0% | 0% | 0% | 0% | 0% | 0% | 0% | 100% | 0% | 100% | 0% | 0% | 0% | 0% | 100% | 100% | Type from RECS, Age from RECS, Eff for Age from HES | 0% | 30154
CR09 | Southeast | 1980s | Other Fuel | 0% | 0% | 0% |  |  |  | 0% | 0% | 0% | 0% | 100% | 0% | 0% | 0% | 0% | 0% | 0% | 0% | 0% | 0% | 0% | 0% | 0% | 0% | 0% | 0% | 0% | 0% | 0% | 0% | 0% | 0% | 100% | 0% | 100% | 0% | 0% | 0% | 0% | 100% | 100% | Type from RECS, Age from RECS, Eff for Age from HES | 0% | 62000
CR10 | Southwest | 1980s | Other Fuel | 0% | 0% | 0% |  |  |  | 0% | 0% | 0% | 0% | 100% | 0% | 0% | 0% | 0% | 0% | 0% | 0% | 0% | 0% | 0% | 0% | 0% | 0% | 0% | 0% | 0% | 0% | 0% | 0% | 0% | 0% | 100% | 0% | 100% | 0% | 0% | 0% | 0% | 100% | 100% | Type from RECS, Age from RECS, Eff for Age from HES | 0% | 12478
CR11 | California | 1980s | Other Fuel | 0% | 0% | 0% |  |  |  | 0% | 0% | 0% | 0% | 100% | 0% | 0% | 0% | 0% | 0% | 0% | 0% | 0% | 0% | 0% | 0% | 0% | 0% | 0% | 0% | 0% | 0% | 0% | 0% | 0% | 0% | 100% | 0% | 100% | 0% | 0% | 0% | 0% | 100% | 100% | Type from RECS, Age from RECS, Eff for Age from HES | 0% | 15616
CR12 | Hawaii | 1980s | Other Fuel | 0% | 0% | 0% |  |  |  | 0% | 0% | 0% | 0% | 100% | 0% | 0% | 0% | 0% | 0% | 0% | 0% | 0% | 0% | 0% | 0% | 0% | 0% | 0% | 0% | 0% | 0% | 0% | 0% | 0% | 0% | 100% | 0% | 100% | 0% | 0% | 0% | 0% | 100% | 100% | Type from RECS, Age from RECS, Eff for Age from HES | 0% | 4336
CR01 | Alaska | 1980s | None | 0% | 0% | 0% |  |  |  | 0% | 0% | 0% | 0% | 100% | 0% | 0% | 0% | 0% | 0% | 0% | 0% | 0% | 0% | 0% | 0% | 0% | 0% | 0% | 0% | 0% | 0% | 0% | 0% | 0% | 0% | 100% | 0% | 100% | 0% | 0% | 0% | 0% | 100% | 100% | Type from RECS, Age from RECS, Eff for Age from HES | 0% | 14749
CR02 | Upper Midwest | 1980s | None | 0% | 0% | 0% |  |  |  | 0% | 0% | 0% | 0% | 100% | 0% | 0% | 0% | 0% | 0% | 0% | 0% | 0% | 0% | 0% | 0% | 0% | 0% | 0% | 0% | 0% | 0% | 0% | 0% | 0% | 0% | 100% | 0% | 100% | 0% | 0% | 0% | 0% | 100% | 100% | Type from RECS, Age from RECS, Eff for Age from HES | 0% | 33871
CR03 | Mountain North | 1980s | None | 0% | 0% | 0% |  |  |  | 0% | 0% | 0% | 0% | 100% | 0% | 0% | 0% | 0% | 0% | 0% | 0% | 0% | 0% | 0% | 0% | 0% | 0% | 0% | 0% | 0% | 0% | 0% | 0% | 0% | 0% | 100% | 0% | 100% | 0% | 0% | 0% | 0% | 100% | 100% | Type from RECS, Age from RECS, Eff for Age from HES | 0% | 12276
CR04 | New England | 1980s | None | 0% | 0% | 0% |  |  |  | 0% | 0% | 0% | 0% | 100% | 0% | 0% | 0% | 0% | 0% | 0% | 0% | 0% | 0% | 0% | 0% | 0% | 0% | 0% | 0% | 0% | 0% | 0% | 0% | 0% | 0% | 100% | 0% | 100% | 0% | 0% | 0% | 0% | 100% | 100% | Type from RECS, Age from RECS, Eff for Age from HES | 0% | 10998
CR05 | Great Lakes | 1980s | None | 0% | 0% | 0% |  |  |  | 0% | 0% | 0% | 0% | 100% | 0% | 0% | 0% | 0% | 0% | 0% | 0% | 0% | 0% | 0% | 0% | 0% | 0% | 0% | 0% | 0% | 0% | 0% | 0% | 0% | 0% | 100% | 0% | 100% | 0% | 0% | 0% | 0% | 100% | 100% | Type from RECS, Age from RECS, Eff for Age from HES | 0% | 229541
CR06 | Pacific Northwest | 1980s | None | 0% | 0% | 0% |  |  |  | 0% | 0% | 0% | 0% | 100% | 0% | 0% | 0% | 0% | 0% | 0% | 0% | 0% | 0% | 0% | 0% | 0% | 0% | 0% | 0% | 0% | 0% | 0% | 0% | 0% | 0% | 100% | 0% | 100% | 0% | 0% | 0% | 0% | 100% | 100% | Type from RECS, Age from RECS, Eff for Age from HES | 0% | 86409
CR07 | Mid Atlantic | 1980s | None | 0% | 0% | 0% |  |  |  | 0% | 0% | 0% | 0% | 100% | 0% | 0% | 0% | 0% | 0% | 0% | 0% | 0% | 0% | 0% | 0% | 0% | 0% | 0% | 0% | 0% | 0% | 0% | 0% | 0% | 0% | 100% | 0% | 100% | 0% | 0% | 0% | 0% | 100% | 100% | Type from RECS, Age from RECS, Eff for Age from HES | 0% | 193049
CR08 | Zone 4A | 1980s | None | 0% | 0% | 0% |  |  |  | 0% | 0% | 0% | 0% | 100% | 0% | 0% | 0% | 0% | 0% | 0% | 0% | 0% | 0% | 0% | 0% | 0% | 0% | 0% | 0% | 0% | 0% | 0% | 0% | 0% | 0% | 100% | 0% | 100% | 0% | 0% | 0% | 0% | 100% | 100% | Type from RECS, Age from RECS, Eff for Age from HES | 0% | 313329
CR09 | Southeast | 1980s | None | 0% | 0% | 0% |  |  |  | 0% | 0% | 0% | 0% | 100% | 0% | 0% | 0% | 0% | 0% | 0% | 0% | 0% | 0% | 0% | 0% | 0% | 0% | 0% | 0% | 0% | 0% | 0% | 0% | 0% | 0% | 100% | 0% | 100% | 0% | 0% | 0% | 0% | 100% | 100% | Type from RECS, Age from RECS, Eff for Age from HES | 0% | 203816
CR10 | Southwest | 1980s | None | 0% | 0% | 0% |  |  |  | 0% | 0% | 0% | 0% | 100% | 0% | 0% | 0% | 0% | 0% | 0% | 0% | 0% | 0% | 0% | 0% | 0% | 0% | 0% | 0% | 0% | 0% | 0% | 0% | 0% | 0% | 100% | 0% | 100% | 0% | 0% | 0% | 0% | 100% | 100% | Type from RECS, Age from RECS, Eff for Age from HES | 0% | 84935
CR11 | California | 1980s | None | 0% | 0% | 0% |  |  |  | 0% | 0% | 0% | 0% | 100% | 0% | 0% | 0% | 0% | 0% | 0% | 0% | 0% | 0% | 0% | 0% | 0% | 0% | 0% | 0% | 0% | 0% | 0% | 0% | 0% | 0% | 100% | 0% | 100% | 0% | 0% | 0% | 0% | 100% | 100% | Type from RECS, Age from RECS, Eff for Age from HES | 0% | 99171
CR12 | Hawaii | 1980s | None | 0% | 0% | 0% |  |  |  | 0% | 0% | 0% | 0% | 100% | 0% | 0% | 0% | 0% | 0% | 0% | 0% | 0% | 0% | 0% | 0% | 0% | 0% | 0% | 0% | 0% | 0% | 0% | 0% | 0% | 0% | 100% | 0% | 100% | 0% | 0% | 0% | 0% | 100% | 100% | Type from RECS, Age from RECS, Eff for Age from HES | 0% | 102068
CR01 | Alaska | 1990s | Natural Gas | 17.01% | 1.379% | 0% | 0% | 0% | 0% | 0% | 0% | 0% | 0% | 81.61% | 0.119% | 3.533% | 77.47% | 0.4915% | 0% | 0% | 0% | 0% | 0% | 0% | 0% | 0% | 0% | 0% | 0% | 0% | 0% | 0% | 0% | 0% | 0% | 18.39% | 0% | 100% | 0% | 0% | 0% | 0% | 100% | 100% | Type from RECS, Age from RECS, Eff for Age from HES | 100% | 102656
CR02 | Upper Midwest | 1990s | Natural Gas | 0% | 0% | 0% | 0% | 0% | 0% | 0% | 0% | 0% | 0% | 100% | 10.21% | 42.21% | 47.46% | 0.1212% | 0% | 0% | 0% | 0% | 0% | 0% | 0% | 0% | 0% | 0% | 0% | 0% | 0% | 0% | 0% | 0% | 0% | 2.019e-11% | 0% | 100% | 0% | 0% | 0% | 0% | 100% | 100% | Type from RECS, Age from RECS, Eff for Age from HES | 100% | 124095
CR03 | Mountain North | 1990s | Natural Gas | 13.91% | 1.128% | 0% | 0% | 0% | 0% | 0% | 0% | 0% | 0% | 84.96% | 0.1242% | 4.896% | 70.53% | 2.114% | 0% | 0% | 0% | 0% | 0% | 0% | 0% | 0% | 0% | 0% | 5.11% | 2.19% | 0% | 0% | 0% | 0% | 0% | 15.04% | 0% | 100% | 0% | 0% | 0% | 0% | 100% | 100% | Type from RECS, Age from RECS, Eff for Age from HES | 100% | 82123
CR04 | New England | 1990s | Natural Gas | 39.34% | 3.189% | 0% | 0% | 0% | 0% | 0% | 0% | 0% | 0% | 57.47% | 4.487% | 16.81% | 25.13% | 0.9507% | 0% | 0% | 0% | 0% | 0% | 0% | 0% | 0% | 0% | 0% | 7.071% | 3.03% | 0% | 0% | 0% | 0% | 0% | 42.53% | 0% | 100% | 0% | 0% | 0% | 0% | 100% | 100% | Type from RECS, Age from RECS, Eff for Age from HES | 100% | 120519
CR05 | Great Lakes | 1990s | Natural Gas | 0% | 0% | 0% | 0% | 0% | 0% | 0% | 0% | 0% | 0% | 100% | 1.272% | 21.2% | 76.44% | 1.092% | 0% | 0% | 0% | 0% | 0% | 0% | 0% | 0% | 0% | 0% | 0% | 0% | 0% | 0% | 0% | 0% | 0% | 2.013e-11% | 0% | 100% | 0% | 0% | 0% | 0% | 100% | 100% | Type from RECS, Age from RECS, Eff for Age from HES | 100% | 225440
CR06 | Pacific Northwest | 1990s | Natural Gas | 0% | 0% | 0% | 0% | 0% | 0% | 0% | 0% | 0% | 0% | 100% | 0.4792% | 3.743% | 95.28% | 0.4945% | 0% | 0% | 0% | 0% | 0% | 0% | 0% | 0% | 0% | 0% | 0% | 0% | 0% | 0% | 0% | 0% | 0% | 2.007e-11% | 0% | 100% | 0% | 0% | 0% | 0% | 100% | 100% | Type from RECS, Age from RECS, Eff for Age from HES | 100% | 187457
CR07 | Mid Atlantic | 1990s | Natural Gas | 10.41% | 0.8443% | 0% | 0% | 0% | 0% | 0% | 0% | 0% | 0% | 88.74% | 4.446% | 48.42% | 35.88% | 0% | 0% | 0% | 0% | 0% | 0% | 0% | 0% | 0% | 0% | 0% | 0% | 0% | 0% | 0% | 0% | 0% | 0% | 11.26% | 0% | 100% | 0% | 0% | 0% | 0% | 100% | 100% | Type from RECS, Age from RECS, Eff for Age from HES | 100% | 52271
CR08 | Zone 4A | 1990s | Natural Gas | 0.273% | 0.02214% | 0% | 0% | 0% | 0% | 0% | 0% | 0% | 0% | 99.7% | 2.199% | 36.62% | 58.38% | 1.294% | 0% | 0% | 0% | 0% | 0% | 0% | 0% | 0% | 0% | 0% | 0.8459% | 0.3625% | 0% | 0% | 0% | 0% | 0% | 0.2952% | 0% | 100% | 0% | 0% | 0% | 0% | 100% | 100% | Type from RECS, Age from RECS, Eff for Age from HES | 100% | 74578
CR09 | Southeast | 1990s | Natural Gas | 0% | 0% | 0% | 0% | 0% | 0% | 0% | 0% | 0% | 0% | 100% | 7.33% | 24.25% | 66.4% | 1.074% | 0% | 0% | 0% | 0% | 0% | 0% | 0% | 0% | 0% | 0% | 0.6661% | 0.2855% | 0% | 0% | 0% | 0% | 0% | 1.178e-11% | 0% | 100% | 0% | 0% | 0% | 0% | 100% | 100% | Type from RECS, Age from RECS, Eff for Age from HES | 100% | 138165
CR10 | Southwest | 1990s | Natural Gas | 0% | 0% | 0% | 0% | 0% | 0% | 0% | 0% | 0% | 0% | 100% | 0.215% | 1.669% | 92.37% | 3.732% | 0% | 0% | 0% | 0% | 0% | 0% | 0% | 0% | 0% | 0% | 1.413% | 0.6056% | 0% | 0% | 0% | 0% | 0% | 1.721e-12% | 0% | 100% | 0% | 0% | 0% | 0% | 100% | 100% | Type from RECS, Age from RECS, Eff for Age from HES | 100% | 178754
CR11 | California | 1990s | Natural Gas | 0% | 0% | 0% | 0% | 0% | 0% | 0% | 0% | 0% | 0% | 100% | 3.778% | 39% | 53.26% | 0.3065% | 0% | 0% | 0% | 0% | 0% | 0% | 0% | 0% | 0% | 0% | 2.558% | 1.096% | 0% | 0% | 0% | 0% | 0% | 6.298e-11% | 0% | 100% | 0% | 0% | 0% | 0% | 100% | 100% | Type from RECS, Age from RECS, Eff for Age from HES | 100% | 78549
CR12 | Hawaii | 1990s | Natural Gas | NaN | NaN | NaN | 0% | 0% | 0% | 0% | 0% | 0% | 0% | 100% | 0% | 0% | 0% | 0% | 0% | 0% | 0% | 0% | 0% | 0% | 0% | 0% | 0% | 0% | NaN | NaN | 0% | 0% | 0% | 0% | 0% | 100% | 0% | 100% | 0% | 0% | 0% | 0% | 100% | 100% | Type from RECS, Age from RECS, Eff for Age from HES | 0% | 59494
CR01 | Alaska | 1990s | Propane/LPG | 0% | 0% | 0% | 17.01% | 1.379% | 0% | 0% | 0% | 0% | 0% | 81.61% | 0% | 0% | 0% | 0% | 0% | 0.119% | 3.533% | 77.47% | 0.4915% | 0% | 0% | 0% | 0% | 0% | 0% | 0% | 0% | 0% | 0% | 0% | 0% | 18.39% | 0% | 100% | 0% | 0% | 0% | 0% | 100% | 100% | Type from RECS, Age from RECS, Eff for Age from HES | 100% | 91113
CR02 | Upper Midwest | 1990s | Propane/LPG | 0% | 0% | 0% | 0% | 0% | 0% | 0% | 0% | 0% | 0% | 100% | 0% | 0% | 0% | 0% | 0% | 10.21% | 42.21% | 47.46% | 0.1212% | 0% | 0% | 0% | 0% | 0% | 0% | 0% | 0% | 0% | 0% | 0% | 0% | 2.019e-11% | 0% | 100% | 0% | 0% | 0% | 0% | 100% | 100% | Type from RECS, Age from RECS, Eff for Age from HES | 100% | 291174
CR03 | Mountain North | 1990s | Propane/LPG | 0% | 0% | 0% | 13.91% | 1.128% | 0% | 0% | 0% | 0% | 0% | 84.96% | 0% | 0% | 0% | 0% | 0% | 0.1242% | 4.896% | 70.53% | 2.114% | 0% | 0% | 0% | 0% | 0% | 0% | 0% | 5.11% | 2.19% | 0% | 0% | 0% | 15.04% | 0% | 100% | 0% | 0% | 0% | 0% | 100% | 100% | Type from RECS, Age from RECS, Eff for Age from HES | 100% | 324439
CR04 | New England | 1990s | Propane/LPG | 0% | 0% | 0% | 39.34% | 3.189% | 0% | 0% | 0% | 0% | 0% | 57.47% | 0% | 0% | 0% | 0% | 0% | 4.487% | 16.81% | 25.13% | 0.9507% | 0% | 0% | 0% | 0% | 0% | 0% | 0% | 7.071% | 3.03% | 0% | 0% | 0% | 42.53% | 0% | 100% | 0% | 0% | 0% | 0% | 100% | 100% | Type from RECS, Age from RECS, Eff for Age from HES | 100% | 409920
CR05 | Great Lakes | 1990s | Propane/LPG | 0% | 0% | 0% | 0% | 0% | 0% | 0% | 0% | 0% | 0% | 100% | 0% | 0% | 0% | 0% | 0% | 1.272% | 21.2% | 76.44% | 1.092% | 0% | 0% | 0% | 0% | 0% | 0% | 0% | 0% | 0% | 0% | 0% | 0% | 2.013e-11% | 0% | 100% | 0% | 0% | 0% | 0% | 100% | 100% | Type from RECS, Age from RECS, Eff for Age from HES | 100% | 536770
CR06 | Pacific Northwest | 1990s | Propane/LPG | 0% | 0% | 0% | 0% | 0% | 0% | 0% | 0% | 0% | 0% | 100% | 0% | 0% | 0% | 0% | 0% | 0.4792% | 3.743% | 95.28% | 0.4945% | 0% | 0% | 0% | 0% | 0% | 0% | 0% | 0% | 0% | 0% | 0% | 0% | 2.007e-11% | 0% | 100% | 0% | 0% | 0% | 0% | 100% | 100% | Type from RECS, Age from RECS, Eff for Age from HES | 100% | 625709
CR07 | Mid Atlantic | 1990s | Propane/LPG | 0% | 0% | 0% | 10.41% | 0.8443% | 0% | 0% | 0% | 0% | 0% | 88.74% | 0% | 0% | 0% | 0% | 0% | 4.446% | 48.42% | 35.88% | 0% | 0% | 0% | 0% | 0% | 0% | 0% | 0% | 0% | 0% | 0% | 0% | 0% | 11.26% | 0% | 100% | 0% | 0% | 0% | 0% | 100% | 100% | Type from RECS, Age from RECS, Eff for Age from HES | 100% | 645110
CR08 | Zone 4A | 1990s | Propane/LPG | 0% | 0% | 0% | 0.273% | 0.02214% | 0% | 0% | 0% | 0% | 0% | 99.7% | 0% | 0% | 0% | 0% | 0% | 2.199% | 36.62% | 58.38% | 1.294% | 0% | 0% | 0% | 0% | 0% | 0% | 0% | 0.8459% | 0.3625% | 0% | 0% | 0% | 0.2952% | 0% | 100% | 0% | 0% | 0% | 0% | 100% | 100% | Type from RECS, Age from RECS, Eff for Age from HES | 100% | 620250
CR09 | Southeast | 1990s | Propane/LPG | 0% | 0% | 0% | 0% | 0% | 0% | 0% | 0% | 0% | 0% | 100% | 0% | 0% | 0% | 0% | 0% | 7.33% | 24.25% | 66.4% | 1.074% | 0% | 0% | 0% | 0% | 0% | 0% | 0% | 0.6661% | 0.2855% | 0% | 0% | 0% | 1.178e-11% | 0% | 100% | 0% | 0% | 0% | 0% | 100% | 100% | Type from RECS, Age from RECS, Eff for Age from HES | 100% | 656185
CR10 | Southwest | 1990s | Propane/LPG | 0% | 0% | 0% | 0% | 0% | 0% | 0% | 0% | 0% | 0% | 100% | 0% | 0% | 0% | 0% | 0% | 0.215% | 1.669% | 92.37% | 3.732% | 0% | 0% | 0% | 0% | 0% | 0% | 0% | 1.413% | 0.6056% | 0% | 0% | 0% | 1.721e-12% | 0% | 100% | 0% | 0% | 0% | 0% | 100% | 100% | Type from RECS, Age from RECS, Eff for Age from HES | 100% | 970975
CR11 | California | 1990s | Propane/LPG | 0% | 0% | 0% | 0% | 0% | 0% | 0% | 0% | 0% | 0% | 100% | 0% | 0% | 0% | 0% | 0% | 3.778% | 39% | 53.26% | 0.3065% | 0% | 0% | 0% | 0% | 0% | 0% | 0% | 2.558% | 1.096% | 0% | 0% | 0% | 6.298e-11% | 0% | 100% | 0% | 0% | 0% | 0% | 100% | 100% | Type from RECS, Age from RECS, Eff for Age from HES | 100% | 992538
CR12 | Hawaii | 1990s | Propane/LPG | 0% | 0% | 0% | NaN | NaN | NaN | 0% | 0% | 0% | 0% | 100% | 0% | 0% | 0% | 0% | 0% | 0% | 0% | 0% | 0% | 0% | 0% | 0% | 0% | 0% | 0% | 0% | NaN | NaN | 0% | 0% | 0% | 100% | 0% | 100% | 0% | 0% | 0% | 0% | 100% | 100% | Type from RECS, Age from RECS, Eff for Age from HES | 0% | 1571758
CR01 | Alaska | 1990s | Fuel Oil | 0% | 0% | 0% |  |  |  | NaN | NaN | NaN | 0% | 100% | 0% | 0% | 0% | 0% | 0% | 0% | 0% | 0% | 0% | 0% | 0% | 0% | 0% | 0% | 0% | 0% | 0% | 0% | NaN | NaN | 0% | 100% | 0% | 100% | 0% | 0% | 0% | 0% | 100% | 100% | Type from RECS, Age from RECS, Eff for Age from HES | 0% | 1799532
CR02 | Upper Midwest | 1990s | Fuel Oil | 0% | 0% | 0% |  |  |  | NaN | NaN | NaN | 0% | 100% | 0% | 0% | 0% | 0% | 0% | 0% | 0% | 0% | 0% | 0% | 0% | 0% | 0% | 0% | 0% | 0% | 0% | 0% | NaN | NaN | 0% | 100% | 0% | 100% | 0% | 0% | 0% | 0% | 100% | 100% | Type from RECS, Age from RECS, Eff for Age from HES | 0% | 2345234
CR03 | Mountain North | 1990s | Fuel Oil | 0% | 0% | 0% |  |  |  | NaN | NaN | NaN | 0% | 100% | 0% | 0% | 0% | 0% | 0% | 0% | 0% | 0% | 0% | 0% | 0% | 0% | 0% | 0% | 0% | 0% | 0% | 0% | NaN | NaN | 0% | 100% | 0% | 100% | 0% | 0% | 0% | 0% | 100% | 100% | Type from RECS, Age from RECS, Eff for Age from HES | 0% | 2674645
CR04 | New England | 1990s | Fuel Oil | 0% | 0% | 0% |  |  |  | 19.21% | 42.74% | 1.249% | 0% | 36.8% | 0% | 0% | 0% | 0% | 0% | 0% | 0% | 0% | 0% | 0% | 3.486% | 13.06% | 19.52% | 0.7385% | 0% | 0% | 0% | 0% | 0% | 0% | 0% | 63.2% | 0% | 100% | 0% | 0% | 0% | 0% | 100% | 100% | Type from RECS, Age from RECS, Eff for Age from HES | 100% | 18709
CR05 | Great Lakes | 1990s | Fuel Oil | 0% | 0% | 0% |  |  |  | NaN | NaN | NaN | 0% | 100% | 0% | 0% | 0% | 0% | 0% | 0% | 0% | 0% | 0% | 0% | 0% | 0% | 0% | 0% | 0% | 0% | 0% | 0% | NaN | NaN | 0% | 100% | 0% | 100% | 0% | 0% | 0% | 0% | 100% | 100% | Type from RECS, Age from RECS, Eff for Age from HES | 0% | 0
CR06 | Pacific Northwest | 1990s | Fuel Oil | 0% | 0% | 0% |  |  |  | NaN | NaN | NaN | 0% | 100% | 0% | 0% | 0% | 0% | 0% | 0% | 0% | 0% | 0% | 0% | 0% | 0% | 0% | 0% | 0% | 0% | 0% | 0% | NaN | NaN | 0% | 100% | 0% | 100% | 0% | 0% | 0% | 0% | 100% | 100% | Type from RECS, Age from RECS, Eff for Age from HES | 0% | 98338
CR07 | Mid Atlantic | 1990s | Fuel Oil | 0% | 0% | 0% |  |  |  | 8.133% | 18.09% | 0.5289% | 0% | 73.24% | 0% | 0% | 0% | 0% | 0% | 0% | 0% | 0% | 0% | 0% | 2.976% | 32.4% | 24.01% | 0% | 0% | 0% | 0% | 0% | 9.695% | 4.155% | 0% | 26.76% | 0% | 100% | 0% | 0% | 0% | 0% | 100% | 100% | Type from RECS, Age from RECS, Eff for Age from HES | 100% | 122223
CR08 | Zone 4A | 1990s | Fuel Oil | 0% | 0% | 0% |  |  |  | 0% | 0% | 0% | 0% | 100% | 0% | 0% | 0% | 0% | 0% | 0% | 0% | 0% | 0% | 0% | 2.232% | 37.18% | 59.27% | 1.314% | 0% | 0% | 0% | 0% | 0% | 0% | 0% | 2.019e-11% | 0% | 100% | 0% | 0% | 0% | 0% | 100% | 100% | Type from RECS, Age from RECS, Eff for Age from HES | 100% | 231432
CR09 | Southeast | 1990s | Fuel Oil | 0% | 0% | 0% |  |  |  | NaN | NaN | NaN | 0% | 100% | 0% | 0% | 0% | 0% | 0% | 0% | 0% | 0% | 0% | 0% | 0% | 0% | 0% | 0% | 0% | 0% | 0% | 0% | NaN | NaN | 0% | 100% | 0% | 100% | 0% | 0% | 0% | 0% | 100% | 100% | Type from RECS, Age from RECS, Eff for Age from HES | 0% | 224958
CR10 | Southwest | 1990s | Fuel Oil | 0% | 0% | 0% |  |  |  | NaN | NaN | NaN | 0% | 100% | 0% | 0% | 0% | 0% | 0% | 0% | 0% | 0% | 0% | 0% | 0% | 0% | 0% | 0% | 0% | 0% | 0% | 0% | NaN | NaN | 0% | 100% | 0% | 100% | 0% | 0% | 0% | 0% | 100% | 100% | Type from RECS, Age from RECS, Eff for Age from HES | 0% | 165142
CR11 | California | 1990s | Fuel Oil | 0% | 0% | 0% |  |  |  | 0% | 0% | 0% | 0% | 100% | 0% | 0% | 0% | 0% | 0% | 0% | 0% | 0% | 0% | 0% | 3.921% | 40.48% | 55.28% | 0.3181% | 0% | 0% | 0% | 0% | 0% | 0% | 0% | 2.005e-11% | 0% | 100% | 0% | 0% | 0% | 0% | 100% | 100% | Type from RECS, Age from RECS, Eff for Age from HES | 100% | 108500
CR12 | Hawaii | 1990s | Fuel Oil | 0% | 0% | 0% |  |  |  | NaN | NaN | NaN | 0% | 100% | 0% | 0% | 0% | 0% | 0% | 0% | 0% | 0% | 0% | 0% | 0% | 0% | 0% | 0% | 0% | 0% | 0% | 0% | NaN | NaN | 0% | 100% | 0% | 100% | 0% | 0% | 0% | 0% | 100% | 100% | Type from RECS, Age from RECS, Eff for Age from HES | 0% | 158258
CR01 | Alaska | 1990s | Electricity | 0% | 0% | 0% |  |  |  | 0% | 0% | 0% | NaN | 100% | 0% | 0% | 0% | 0% | 0% | 0% | 0% | 0% | 0% | 0% | 0% | 0% | 0% | 0% | 0% | 0% | 0% | 0% | 0% | 0% | NaN | 100% | NaN | 100% | NaN | NaN | NaN | NaN | 100% | 100% | Type from RECS, Age from RECS, Eff for Age from HES | 0% | 134399
CR02 | Upper Midwest | 1990s | Electricity | 0% | 0% | 0% |  |  |  | 0% | 0% | 0% | 0% | 100% | 0% | 0% | 0% | 0% | 0% | 0% | 0% | 0% | 0% | 0% | 0% | 0% | 0% | 0% | 0% | 0% | 0% | 0% | 0% | 0% | 59.33% | 40.67% | 40.67% | 59.33% | 0% | 0% | 0% | 0% | 100% | 100% | Type from RECS, Age from RECS, Eff for Age from HES | 100% | 209009
CR03 | Mountain North | 1990s | Electricity | 0% | 0% | 0% |  |  |  | 0% | 0% | 0% | 0% | 100% | 0% | 0% | 0% | 0% | 0% | 0% | 0% | 0% | 0% | 0% | 0% | 0% | 0% | 0% | 0% | 0% | 0% | 0% | 0% | 0% | 34.04% | 65.96% | 65.96% | 34.04% | 0% | 0% | 0% | 0% | 100% | 100% | Type from RECS, Age from RECS, Eff for Age from HES | 100% | 121244
CR04 | New England | 1990s | Electricity | 0% | 0% | 0% |  |  |  | 0% | 0% | 0% | 33.69% | 66.31% | 0% | 0% | 0% | 0% | 0% | 0% | 0% | 0% | 0% | 0% | 0% | 0% | 0% | 0% | 0% | 0% | 0% | 0% | 0% | 0% | 34.06% | 65.94% | 32.25% | 67.75% | 0% | 0% | 0% | 0% | 100% | 100% | Type from RECS, Age from RECS, Eff for Age from HES | 100% | 160064
CR05 | Great Lakes | 1990s | Electricity | 0% | 0% | 0% |  |  |  | 0% | 0% | 0% | 0% | 100% | 0% | 0% | 0% | 0% | 0% | 0% | 0% | 0% | 0% | 0% | 0% | 0% | 0% | 0% | 0% | 0% | 0% | 0% | 0% | 0% | 67.94% | 32.06% | 16.55% | 83.45% | 1.299% | 10.78% | 3.424% | 0% | 84.49% | 100% | Type from RECS, Age from RECS, Eff for Age from HES | 100% | 105728
CR06 | Pacific Northwest | 1990s | Electricity | 0% | 0% | 0% |  |  |  | 0% | 0% | 0% | 0% | 100% | 0% | 0% | 0% | 0% | 0% | 0% | 0% | 0% | 0% | 0% | 0% | 0% | 0% | 0% | 0% | 0% | 0% | 0% | 0% | 0% | 34.38% | 65.62% | 12.46% | 87.54% | 4.452% | 36.97% | 11.74% | 0% | 46.84% | 100% | Type from RECS, Age from RECS, Eff for Age from HES | 100% | 0
CR07 | Mid Atlantic | 1990s | Electricity | 0% | 0% | 0% |  |  |  | 0% | 0% | 0% | 0% | 100% | 0% | 0% | 0% | 0% | 0% | 0% | 0% | 0% | 0% | 0% | 0% | 0% | 0% | 0% | 0% | 0% | 0% | 0% | 0% | 0% | 0% | 100% | 86.68% | 13.32% | 1.116% | 9.264% | 2.942% | 0% | 86.68% | 100% | Type from RECS, Age from RECS, Eff for Age from HES | 100% | 0
CR08 | Zone 4A | 1990s | Electricity | 0% | 0% | 0% |  |  |  | 0% | 0% | 0% | 0% | 100% | 0% | 0% | 0% | 0% | 0% | 0% | 0% | 0% | 0% | 0% | 0% | 0% | 0% | 0% | 0% | 0% | 0% | 0% | 0% | 0% | 33.31% | 66.69% | 7.917% | 92.08% | 4.922% | 40.88% | 12.98% | 0% | 41.22% | 100% | Type from RECS, Age from RECS, Eff for Age from HES | 100% | 0
CR09 | Southeast | 1990s | Electricity | 0% | 0% | 0% |  |  |  | 0% | 0% | 0% | 0% | 100% | 0% | 0% | 0% | 0% | 0% | 0% | 0% | 0% | 0% | 0% | 0% | 0% | 0% | 0% | 0% | 0% | 0% | 0% | 0% | 0% | 56.87% | 43.13% | 4.388% | 95.61% | 3.245% | 26.94% | 8.555% | 0% | 61.26% | 100% | Type from RECS, Age from RECS, Eff for Age from HES | 100% | 0
CR10 | Southwest | 1990s | Electricity | 0% | 0% | 0% |  |  |  | 0% | 0% | 0% | 0% | 100% | 0% | 0% | 0% | 0% | 0% | 0% | 0% | 0% | 0% | 0% | 0% | 0% | 0% | 0% | 0% | 0% | 0% | 0% | 0% | 0% | 34.57% | 65.43% | 0% | 100% | 5.479% | 45.5% | 14.45% | 0% | 34.57% | 100% | Type from RECS, Age from RECS, Eff for Age from HES | 100% | 0
CR11 | California | 1990s | Electricity | 0% | 0% | 0% |  |  |  | 0% | 0% | 0% | 0% | 100% | 0% | 0% | 0% | 0% | 0% | 0% | 0% | 0% | 0% | 0% | 0% | 0% | 0% | 0% | 0% | 0% | 0% | 0% | 0% | 0% | 76.99% | 23.01% | 18.89% | 81.11% | 0.3448% | 2.863% | 0.909% | 0% | 95.88% | 100% | Type from RECS, Age from RECS, Eff for Age from HES | 100% | 0
CR12 | Hawaii | 1990s | Electricity | 0% | 0% | 0% |  |  |  | 0% | 0% | 0% | NaN | 100% | 0% | 0% | 0% | 0% | 0% | 0% | 0% | 0% | 0% | 0% | 0% | 0% | 0% | 0% | 0% | 0% | 0% | 0% | 0% | 0% | NaN | 100% | NaN | 100% | NaN | NaN | NaN | NaN | 100% | 100% | Type from RECS, Age from RECS, Eff for Age from HES | 0% | 0
CR01 | Alaska | 1990s | Other Fuel | 0% | 0% | 0% |  |  |  | 0% | 0% | 0% | 0% | 100% | 0% | 0% | 0% | 0% | 0% | 0% | 0% | 0% | 0% | 0% | 0% | 0% | 0% | 0% | 0% | 0% | 0% | 0% | 0% | 0% | 0% | 100% | 0% | 100% | 0% | 0% | 0% | 0% | 100% | 100% | Type from RECS, Age from RECS, Eff for Age from HES | 0% | 8725
CR02 | Upper Midwest | 1990s | Other Fuel | 0% | 0% | 0% |  |  |  | 0% | 0% | 0% | 0% | 100% | 0% | 0% | 0% | 0% | 0% | 0% | 0% | 0% | 0% | 0% | 0% | 0% | 0% | 0% | 0% | 0% | 0% | 0% | 0% | 0% | 0% | 100% | 0% | 100% | 0% | 0% | 0% | 0% | 100% | 100% | Type from RECS, Age from RECS, Eff for Age from HES | 0% | 0
CR03 | Mountain North | 1990s | Other Fuel | 0% | 0% | 0% |  |  |  | 0% | 0% | 0% | 0% | 100% | 0% | 0% | 0% | 0% | 0% | 0% | 0% | 0% | 0% | 0% | 0% | 0% | 0% | 0% | 0% | 0% | 0% | 0% | 0% | 0% | 0% | 100% | 0% | 100% | 0% | 0% | 0% | 0% | 100% | 100% | Type from RECS, Age from RECS, Eff for Age from HES | 0% | 0
CR04 | New England | 1990s | Other Fuel | 0% | 0% | 0% |  |  |  | 0% | 0% | 0% | 0% | 100% | 0% | 0% | 0% | 0% | 0% | 0% | 0% | 0% | 0% | 0% | 0% | 0% | 0% | 0% | 0% | 0% | 0% | 0% | 0% | 0% | 0% | 100% | 0% | 100% | 0% | 0% | 0% | 0% | 100% | 100% | Type from RECS, Age from RECS, Eff for Age from HES | 0% | 0
CR05 | Great Lakes | 1990s | Other Fuel | 0% | 0% | 0% |  |  |  | 0% | 0% | 0% | 0% | 100% | 0% | 0% | 0% | 0% | 0% | 0% | 0% | 0% | 0% | 0% | 0% | 0% | 0% | 0% | 0% | 0% | 0% | 0% | 0% | 0% | 0% | 100% | 0% | 100% | 0% | 0% | 0% | 0% | 100% | 100% | Type from RECS, Age from RECS, Eff for Age from HES | 0% | 26092
CR06 | Pacific Northwest | 1990s | Other Fuel | 0% | 0% | 0% |  |  |  | 0% | 0% | 0% | 0% | 100% | 0% | 0% | 0% | 0% | 0% | 0% | 0% | 0% | 0% | 0% | 0% | 0% | 0% | 0% | 0% | 0% | 0% | 0% | 0% | 0% | 0% | 100% | 0% | 100% | 0% | 0% | 0% | 0% | 100% | 100% | Type from RECS, Age from RECS, Eff for Age from HES | 0% | 0
CR07 | Mid Atlantic | 1990s | Other Fuel | 0% | 0% | 0% |  |  |  | 0% | 0% | 0% | 0% | 100% | 0% | 0% | 0% | 0% | 0% | 0% | 0% | 0% | 0% | 0% | 0% | 0% | 0% | 0% | 0% | 0% | 0% | 0% | 0% | 0% | 0% | 100% | 0% | 100% | 0% | 0% | 0% | 0% | 100% | 100% | Type from RECS, Age from RECS, Eff for Age from HES | 0% | 0
CR08 | Zone 4A | 1990s | Other Fuel | 0% | 0% | 0% |  |  |  | 0% | 0% | 0% | 0% | 100% | 0% | 0% | 0% | 0% | 0% | 0% | 0% | 0% | 0% | 0% | 0% | 0% | 0% | 0% | 0% | 0% | 0% | 0% | 0% | 0% | 0% | 100% | 0% | 100% | 0% | 0% | 0% | 0% | 100% | 100% | Type from RECS, Age from RECS, Eff for Age from HES | 0% | 127416
CR09 | Southeast | 1990s | Other Fuel | 0% | 0% | 0% |  |  |  | 0% | 0% | 0% | 0% | 100% | 0% | 0% | 0% | 0% | 0% | 0% | 0% | 0% | 0% | 0% | 0% | 0% | 0% | 0% | 0% | 0% | 0% | 0% | 0% | 0% | 0% | 100% | 0% | 100% | 0% | 0% | 0% | 0% | 100% | 100% | Type from RECS, Age from RECS, Eff for Age from HES | 0% | 10505
CR10 | Southwest | 1990s | Other Fuel | 0% | 0% | 0% |  |  |  | 0% | 0% | 0% | 0% | 100% | 0% | 0% | 0% | 0% | 0% | 0% | 0% | 0% | 0% | 0% | 0% | 0% | 0% | 0% | 0% | 0% | 0% | 0% | 0% | 0% | 0% | 100% | 0% | 100% | 0% | 0% | 0% | 0% | 100% | 100% | Type from RECS, Age from RECS, Eff for Age from HES | 0% | 8466
CR11 | California | 1990s | Other Fuel | 0% | 0% | 0% |  |  |  | 0% | 0% | 0% | 0% | 100% | 0% | 0% | 0% | 0% | 0% | 0% | 0% | 0% | 0% | 0% | 0% | 0% | 0% | 0% | 0% | 0% | 0% | 0% | 0% | 0% | 0% | 100% | 0% | 100% | 0% | 0% | 0% | 0% | 100% | 100% | Type from RECS, Age from RECS, Eff for Age from HES | 0% | 34182
CR12 | Hawaii | 1990s | Other Fuel | 0% | 0% | 0% |  |  |  | 0% | 0% | 0% | 0% | 100% | 0% | 0% | 0% | 0% | 0% | 0% | 0% | 0% | 0% | 0% | 0% | 0% | 0% | 0% | 0% | 0% | 0% | 0% | 0% | 0% | 0% | 100% | 0% | 100% | 0% | 0% | 0% | 0% | 100% | 100% | Type from RECS, Age from RECS, Eff for Age from HES | 0% | 23015
CR01 | Alaska | 1990s | None | 0% | 0% | 0% |  |  |  | 0% | 0% | 0% | 0% | 100% | 0% | 0% | 0% | 0% | 0% | 0% | 0% | 0% | 0% | 0% | 0% | 0% | 0% | 0% | 0% | 0% | 0% | 0% | 0% | 0% | 0% | 100% | 0% | 100% | 0% | 0% | 0% | 0% | 100% | 100% | Type from RECS, Age from RECS, Eff for Age from HES | 0% | 13519
CR02 | Upper Midwest | 1990s | None | 0% | 0% | 0% |  |  |  | 0% | 0% | 0% | 0% | 100% | 0% | 0% | 0% | 0% | 0% | 0% | 0% | 0% | 0% | 0% | 0% | 0% | 0% | 0% | 0% | 0% | 0% | 0% | 0% | 0% | 0% | 100% | 0% | 100% | 0% | 0% | 0% | 0% | 100% | 100% | Type from RECS, Age from RECS, Eff for Age from HES | 0% | 4501
CR03 | Mountain North | 1990s | None | 0% | 0% | 0% |  |  |  | 0% | 0% | 0% | 0% | 100% | 0% | 0% | 0% | 0% | 0% | 0% | 0% | 0% | 0% | 0% | 0% | 0% | 0% | 0% | 0% | 0% | 0% | 0% | 0% | 0% | 0% | 100% | 0% | 100% | 0% | 0% | 0% | 0% | 100% | 100% | Type from RECS, Age from RECS, Eff for Age from HES | 0% | 0
CR04 | New England | 1990s | None | 0% | 0% | 0% |  |  |  | 0% | 0% | 0% | 0% | 100% | 0% | 0% | 0% | 0% | 0% | 0% | 0% | 0% | 0% | 0% | 0% | 0% | 0% | 0% | 0% | 0% | 0% | 0% | 0% | 0% | 0% | 100% | 0% | 100% | 0% | 0% | 0% | 0% | 100% | 100% | Type from RECS, Age from RECS, Eff for Age from HES | 0% | 33453
CR05 | Great Lakes | 1990s | None | 0% | 0% | 0% |  |  |  | 0% | 0% | 0% | 0% | 100% | 0% | 0% | 0% | 0% | 0% | 0% | 0% | 0% | 0% | 0% | 0% | 0% | 0% | 0% | 0% | 0% | 0% | 0% | 0% | 0% | 0% | 100% | 0% | 100% | 0% | 0% | 0% | 0% | 100% | 100% | Type from RECS, Age from RECS, Eff for Age from HES | 0% | 0
CR06 | Pacific Northwest | 1990s | None | 0% | 0% | 0% |  |  |  | 0% | 0% | 0% | 0% | 100% | 0% | 0% | 0% | 0% | 0% | 0% | 0% | 0% | 0% | 0% | 0% | 0% | 0% | 0% | 0% | 0% | 0% | 0% | 0% | 0% | 0% | 100% | 0% | 100% | 0% | 0% | 0% | 0% | 100% | 100% | Type from RECS, Age from RECS, Eff for Age from HES | 0% | 17428
CR07 | Mid Atlantic | 1990s | None | 0% | 0% | 0% |  |  |  | 0% | 0% | 0% | 0% | 100% | 0% | 0% | 0% | 0% | 0% | 0% | 0% | 0% | 0% | 0% | 0% | 0% | 0% | 0% | 0% | 0% | 0% | 0% | 0% | 0% | 0% | 100% | 0% | 100% | 0% | 0% | 0% | 0% | 100% | 100% | Type from RECS, Age from RECS, Eff for Age from HES | 0% | 9625
CR08 | Zone 4A | 1990s | None | 0% | 0% | 0% |  |  |  | 0% | 0% | 0% | 0% | 100% | 0% | 0% | 0% | 0% | 0% | 0% | 0% | 0% | 0% | 0% | 0% | 0% | 0% | 0% | 0% | 0% | 0% | 0% | 0% | 0% | 0% | 100% | 0% | 100% | 0% | 0% | 0% | 0% | 100% | 100% | Type from RECS, Age from RECS, Eff for Age from HES | 0% | 4357
CR09 | Southeast | 1990s | None | 0% | 0% | 0% |  |  |  | 0% | 0% | 0% | 0% | 100% | 0% | 0% | 0% | 0% | 0% | 0% | 0% | 0% | 0% | 0% | 0% | 0% | 0% | 0% | 0% | 0% | 0% | 0% | 0% | 0% | 0% | 100% | 0% | 100% | 0% | 0% | 0% | 0% | 100% | 100% | Type from RECS, Age from RECS, Eff for Age from HES | 0% | 25892
CR10 | Southwest | 1990s | None | 0% | 0% | 0% |  |  |  | 0% | 0% | 0% | 0% | 100% | 0% | 0% | 0% | 0% | 0% | 0% | 0% | 0% | 0% | 0% | 0% | 0% | 0% | 0% | 0% | 0% | 0% | 0% | 0% | 0% | 0% | 100% | 0% | 100% | 0% | 0% | 0% | 0% | 100% | 100% | Type from RECS, Age from RECS, Eff for Age from HES | 0% | 55673
CR11 | California | 1990s | None | 0% | 0% | 0% |  |  |  | 0% | 0% | 0% | 0% | 100% | 0% | 0% | 0% | 0% | 0% | 0% | 0% | 0% | 0% | 0% | 0% | 0% | 0% | 0% | 0% | 0% | 0% | 0% | 0% | 0% | 0% | 100% | 0% | 100% | 0% | 0% | 0% | 0% | 100% | 100% | Type from RECS, Age from RECS, Eff for Age from HES | 0% | 36197
CR12 | Hawaii | 1990s | None | 0% | 0% | 0% |  |  |  | 0% | 0% | 0% | 0% | 100% | 0% | 0% | 0% | 0% | 0% | 0% | 0% | 0% | 0% | 0% | 0% | 0% | 0% | 0% | 0% | 0% | 0% | 0% | 0% | 0% | 0% | 100% | 0% | 100% | 0% | 0% | 0% | 0% | 100% | 100% | Type from RECS, Age from RECS, Eff for Age from HES | 0% | 28188
CR01 | Alaska | 2000s | Natural Gas | 0% | 0% | 0% | 0% | 0% | 0% | 0% | 0% | 0% | 0% | 100% | 1.983% | 25.24% | 72.47% | 0.3112% | 0% | 0% | 0% | 0% | 0% | 0% | 0% | 0% | 0% | 0% | 0% | 0% | 0% | 0% | 0% | 0% | 0% | 3.008e-11% | 0% | 100% | 0% | 0% | 0% | 0% | 100% | 100% | Type from RECS, Age from RECS, Eff for Age from HES | 100% | 88659
CR02 | Upper Midwest | 2000s | Natural Gas | 0% | 0% | 0% | 0% | 0% | 0% | 0% | 0% | 0% | 0% | 100% | 12.96% | 59.98% | 26.99% | 0.06244% | 0% | 0% | 0% | 0% | 0% | 0% | 0% | 0% | 0% | 0% | 0% | 0% | 0% | 0% | 0% | 0% | 0% | 3.012e-11% | 0% | 100% | 0% | 0% | 0% | 0% | 100% | 100% | Type from RECS, Age from RECS, Eff for Age from HES | 100% | 38890
CR03 | Mountain North | 2000s | Natural Gas | 13.04% | 1.057% | 0% | 0% | 0% | 0% | 0% | 0% | 0% | 0% | 85.9% | 2.767% | 19.01% | 62.94% | 1.185% | 0% | 0% | 0% | 0% | 0% | 0% | 0% | 0% | 0% | 0% | 0% | 0% | 0% | 0% | 0% | 0% | 0% | 14.1% | 0% | 100% | 0% | 0% | 0% | 0% | 100% | 100% | Type from RECS, Age from RECS, Eff for Age from HES | 100% | 34751
CR04 | New England | 2000s | Natural Gas | 13.8% | 1.119% | 0% | 0% | 0% | 0% | 0% | 0% | 0% | 0% | 85.08% | 6.397% | 37.82% | 27.25% | 0.7791% | 0% | 0% | 0% | 0% | 0% | 0% | 0% | 0% | 0% | 0% | 8.988% | 3.852% | 0% | 0% | 0% | 0% | 0% | 14.92% | 0% | 100% | 0% | 0% | 0% | 0% | 100% | 100% | Type from RECS, Age from RECS, Eff for Age from HES | 100% | 41134
CR05 | Great Lakes | 2000s | Natural Gas | 0% | 0% | 0% | 0% | 0% | 0% | 0% | 0% | 0% | 0% | 100% | 4.351% | 50.39% | 44.62% | 0.6442% | 0% | 0% | 0% | 0% | 0% | 0% | 0% | 0% | 0% | 0% | 0% | 0% | 0% | 0% | 0% | 0% | 0% | 3.01e-11% | 0% | 100% | 0% | 0% | 0% | 0% | 100% | 100% | Type from RECS, Age from RECS, Eff for Age from HES | 100% | 123333
CR06 | Pacific Northwest | 2000s | Natural Gas | 0% | 0% | 0% | 0% | 0% | 0% | 0% | 0% | 0% | 0% | 100% | 2.024% | 24.03% | 73.69% | 0.2547% | 0% | 0% | 0% | 0% | 0% | 0% | 0% | 0% | 0% | 0% | 0% | 0% | 0% | 0% | 0% | 0% | 0% | -1.994e-11% | 0% | 100% | 0% | 0% | 0% | 0% | 100% | 100% | Type from RECS, Age from RECS, Eff for Age from HES | 100% | 57793
CR07 | Mid Atlantic | 2000s | Natural Gas | 5.727% | 0.4644% | 0% | 0% | 0% | 0% | 0% | 0% | 0% | 0% | 93.81% | 7.4% | 61.9% | 24.18% | 0.3363% | 0% | 0% | 0% | 0% | 0% | 0% | 0% | 0% | 0% | 0% | 0% | 0% | 0% | 0% | 0% | 0% | 0% | 6.192% | 0% | 100% | 0% | 0% | 0% | 0% | 100% | 100% | Type from RECS, Age from RECS, Eff for Age from HES | 100% | 13949
CR08 | Zone 4A | 2000s | Natural Gas | 0% | 0% | 0% | 0% | 0% | 0% | 0% | 0% | 0% | 0% | 100% | 3.508% | 45.88% | 49.9% | 0.7077% | 0% | 0% | 0% | 0% | 0% | 0% | 0% | 0% | 0% | 0% | 0% | 0% | 0% | 0% | 0% | 0% | 0% | 4.011e-11% | 0% | 100% | 0% | 0% | 0% | 0% | 100% | 100% | Type from RECS, Age from RECS, Eff for Age from HES | 100% | 12810
CR09 | Southeast | 2000s | Natural Gas | 0% | 0% | 0% | 0% | 0% | 0% | 0% | 0% | 0% | 0% | 100% | 6.752% | 26.77% | 64.74% | 0.7135% | 0% | 0% | 0% | 0% | 0% | 0% | 0% | 0% | 0% | 0% | 0.7158% | 0.3068% | 0% | 0% | 0% | 0% | 0% | 3.778e-11% | 0% | 100% | 0% | 0% | 0% | 0% | 100% | 100% | Type from RECS, Age from RECS, Eff for Age from HES | 100% | 46737
CR10 | Southwest | 2000s | Natural Gas | 2.785% | 0.2258% | 0% | 0% | 0% | 0% | 0% | 0% | 0% | 0% | 96.99% | 6.228% | 22.46% | 66.41% | 1.884% | 0% | 0% | 0% | 0% | 0% | 0% | 0% | 0% | 0% | 0% | 0% | 0% | 0% | 0% | 0% | 0% | 0% | 3.011% | 0% | 100% | 0% | 0% | 0% | 0% | 100% | 100% | Type from RECS, Age from RECS, Eff for Age from HES | 100% | 12810
CR11 | California | 2000s | Natural Gas | 0% | 0% | 0% | 0% | 0% | 0% | 0% | 0% | 0% | 0% | 100% | 5.342% | 43.59% | 50.67% | 0.3977% | 0% | 0% | 0% | 0% | 0% | 0% | 0% | 0% | 0% | 0% | 0% | 0% | 0% | 0% | 0% | 0% | 0% | 1.009e-11% | 0% | 100% | 0% | 0% | 0% | 0% | 100% | 100% | Type from RECS, Age from RECS, Eff for Age from HES | 100% | 0
CR12 | Hawaii | 2000s | Natural Gas | NaN | NaN | NaN | 0% | 0% | 0% | 0% | 0% | 0% | 0% | 100% | 0% | 0% | 0% | 0% | 0% | 0% | 0% | 0% | 0% | 0% | 0% | 0% | 0% | 0% | NaN | NaN | 0% | 0% | 0% | 0% | 0% | 100% | 0% | 100% | 0% | 0% | 0% | 0% | 100% | 100% | Type from RECS, Age from RECS, Eff for Age from HES | 0% | 43150
CR01 | Alaska | 2000s | Propane/LPG | 0% | 0% | 0% | 0% | 0% | 0% | 0% | 0% | 0% | 0% | 100% | 0% | 0% | 0% | 0% | 0% | 1.983% | 25.24% | 72.47% | 0.3112% | 0% | 0% | 0% | 0% | 0% | 0% | 0% | 0% | 0% | 0% | 0% | 0% | 3.008e-11% | 0% | 100% | 0% | 0% | 0% | 0% | 100% | 100% | Type from RECS, Age from RECS, Eff for Age from HES | 100% | 20433
CR02 | Upper Midwest | 2000s | Propane/LPG | 0% | 0% | 0% | 0% | 0% | 0% | 0% | 0% | 0% | 0% | 100% | 0% | 0% | 0% | 0% | 0% | 12.96% | 59.98% | 26.99% | 0.06244% | 0% | 0% | 0% | 0% | 0% | 0% | 0% | 0% | 0% | 0% | 0% | 0% | 3.012e-11% | 0% | 100% | 0% | 0% | 0% | 0% | 100% | 100% | Type from RECS, Age from RECS, Eff for Age from HES | 100% | 16483
CR03 | Mountain North | 2000s | Propane/LPG | 0% | 0% | 0% | 13.04% | 1.057% | 0% | 0% | 0% | 0% | 0% | 85.9% | 0% | 0% | 0% | 0% | 0% | 2.767% | 19.01% | 62.94% | 1.185% | 0% | 0% | 0% | 0% | 0% | 0% | 0% | 0% | 0% | 0% | 0% | 0% | 14.1% | 0% | 100% | 0% | 0% | 0% | 0% | 100% | 100% | Type from RECS, Age from RECS, Eff for Age from HES | 100% | 30298
CR04 | New England | 2000s | Propane/LPG | 0% | 0% | 0% | 13.8% | 1.119% | 0% | 0% | 0% | 0% | 0% | 85.08% | 0% | 0% | 0% | 0% | 0% | 6.397% | 37.82% | 27.25% | 0.7791% | 0% | 0% | 0% | 0% | 0% | 0% | 0% | 8.988% | 3.852% | 0% | 0% | 0% | 14.92% | 0% | 100% | 0% | 0% | 0% | 0% | 100% | 100% | Type from RECS, Age from RECS, Eff for Age from HES | 100% | 16613
CR05 | Great Lakes | 2000s | Propane/LPG | 0% | 0% | 0% | 0% | 0% | 0% | 0% | 0% | 0% | 0% | 100% | 0% | 0% | 0% | 0% | 0% | 4.351% | 50.39% | 44.62% | 0.6442% | 0% | 0% | 0% | 0% | 0% | 0% | 0% | 0% | 0% | 0% | 0% | 0% | 3.01e-11% | 0% | 100% | 0% | 0% | 0% | 0% | 100% | 100% | Type from RECS, Age from RECS, Eff for Age from HES | 100% | 9008
CR06 | Pacific Northwest | 2000s | Propane/LPG | 0% | 0% | 0% | 0% | 0% | 0% | 0% | 0% | 0% | 0% | 100% | 0% | 0% | 0% | 0% | 0% | 2.024% | 24.03% | 73.69% | 0.2547% | 0% | 0% | 0% | 0% | 0% | 0% | 0% | 0% | 0% | 0% | 0% | 0% | -1.994e-11% | 0% | 100% | 0% | 0% | 0% | 0% | 100% | 100% | Type from RECS, Age from RECS, Eff for Age from HES | 100% | 33933
CR07 | Mid Atlantic | 2000s | Propane/LPG | 0% | 0% | 0% | 5.727% | 0.4644% | 0% | 0% | 0% | 0% | 0% | 93.81% | 0% | 0% | 0% | 0% | 0% | 7.4% | 61.9% | 24.18% | 0.3363% | 0% | 0% | 0% | 0% | 0% | 0% | 0% | 0% | 0% | 0% | 0% | 0% | 6.192% | 0% | 100% | 0% | 0% | 0% | 0% | 100% | 100% | Type from RECS, Age from RECS, Eff for Age from HES | 100% | 116851
CR08 | Zone 4A | 2000s | Propane/LPG | 0% | 0% | 0% | 0% | 0% | 0% | 0% | 0% | 0% | 0% | 100% | 0% | 0% | 0% | 0% | 0% | 3.508% | 45.88% | 49.9% | 0.7077% | 0% | 0% | 0% | 0% | 0% | 0% | 0% | 0% | 0% | 0% | 0% | 0% | 4.011e-11% | 0% | 100% | 0% | 0% | 0% | 0% | 100% | 100% | Type from RECS, Age from RECS, Eff for Age from HES | 100% | 26222
CR09 | Southeast | 2000s | Propane/LPG | 0% | 0% | 0% | 0% | 0% | 0% | 0% | 0% | 0% | 0% | 100% | 0% | 0% | 0% | 0% | 0% | 6.752% | 26.77% | 64.74% | 0.7135% | 0% | 0% | 0% | 0% | 0% | 0% | 0% | 0.7158% | 0.3068% | 0% | 0% | 0% | 3.778e-11% | 0% | 100% | 0% | 0% | 0% | 0% | 100% | 100% | Type from RECS, Age from RECS, Eff for Age from HES | 100% | 91492
CR10 | Southwest | 2000s | Propane/LPG | 0% | 0% | 0% | 2.785% | 0.2258% | 0% | 0% | 0% | 0% | 0% | 96.99% | 0% | 0% | 0% | 0% | 0% | 6.228% | 22.46% | 66.41% | 1.884% | 0% | 0% | 0% | 0% | 0% | 0% | 0% | 0% | 0% | 0% | 0% | 0% | 3.011% | 0% | 100% | 0% | 0% | 0% | 0% | 100% | 100% | Type from RECS, Age from RECS, Eff for Age from HES | 100% | 104066
CR11 | California | 2000s | Propane/LPG | 0% | 0% | 0% | 0% | 0% | 0% | 0% | 0% | 0% | 0% | 100% | 0% | 0% | 0% | 0% | 0% | 5.342% | 43.59% | 50.67% | 0.3977% | 0% | 0% | 0% | 0% | 0% | 0% | 0% | 0% | 0% | 0% | 0% | 0% | 1.009e-11% | 0% | 100% | 0% | 0% | 0% | 0% | 100% | 100% | Type from RECS, Age from RECS, Eff for Age from HES | 100% | 24023
CR12 | Hawaii | 2000s | Propane/LPG | 0% | 0% | 0% | NaN | NaN | NaN | 0% | 0% | 0% | 0% | 100% | 0% | 0% | 0% | 0% | 0% | 0% | 0% | 0% | 0% | 0% | 0% | 0% | 0% | 0% | 0% | 0% | NaN | NaN | 0% | 0% | 0% | 100% | 0% | 100% | 0% | 0% | 0% | 0% | 100% | 100% | Type from RECS, Age from RECS, Eff for Age from HES | 0% | 0
CR01 | Alaska | 2000s | Fuel Oil | 0% | 0% | 0% |  |  |  | NaN | NaN | NaN | 0% | 100% | 0% | 0% | 0% | 0% | 0% | 0% | 0% | 0% | 0% | 0% | 0% | 0% | 0% | 0% | 0% | 0% | 0% | 0% | NaN | NaN | 0% | 100% | 0% | 100% | 0% | 0% | 0% | 0% | 100% | 100% | Type from RECS, Age from RECS, Eff for Age from HES | 0% | 34187
CR02 | Upper Midwest | 2000s | Fuel Oil | 0% | 0% | 0% |  |  |  | NaN | NaN | NaN | 0% | 100% | 0% | 0% | 0% | 0% | 0% | 0% | 0% | 0% | 0% | 0% | 0% | 0% | 0% | 0% | 0% | 0% | 0% | 0% | NaN | NaN | 0% | 100% | 0% | 100% | 0% | 0% | 0% | 0% | 100% | 100% | Type from RECS, Age from RECS, Eff for Age from HES | 0% | 134973
CR03 | Mountain North | 2000s | Fuel Oil | 0% | 0% | 0% |  |  |  | NaN | NaN | NaN | 0% | 100% | 0% | 0% | 0% | 0% | 0% | 0% | 0% | 0% | 0% | 0% | 0% | 0% | 0% | 0% | 0% | 0% | 0% | 0% | NaN | NaN | 0% | 100% | 0% | 100% | 0% | 0% | 0% | 0% | 100% | 100% | Type from RECS, Age from RECS, Eff for Age from HES | 0% | 38996
CR04 | New England | 2000s | Fuel Oil | 0% | 0% | 0% |  |  |  | 21.42% | 47.67% | 0% | 0% | 30.91% | 0% | 0% | 0% | 0% | 0% | 0% | 0% | 0% | 0% | 0% | 2.457% | 14.53% | 10.47% | 0.2993% | 0% | 0% | 0% | 0% | 2.213% | 0.9486% | 0% | 69.09% | 0% | 100% | 0% | 0% | 0% | 0% | 100% | 100% | Type from RECS, Age from RECS, Eff for Age from HES | 100% | 69499
CR05 | Great Lakes | 2000s | Fuel Oil | 0% | 0% | 0% |  |  |  | NaN | NaN | NaN | 0% | 100% | 0% | 0% | 0% | 0% | 0% | 0% | 0% | 0% | 0% | 0% | 0% | 0% | 0% | 0% | 0% | 0% | 0% | 0% | NaN | NaN | 0% | 100% | 0% | 100% | 0% | 0% | 0% | 0% | 100% | 100% | Type from RECS, Age from RECS, Eff for Age from HES | 0% | 68056
CR06 | Pacific Northwest | 2000s | Fuel Oil | 0% | 0% | 0% |  |  |  | NaN | NaN | NaN | 0% | 100% | 0% | 0% | 0% | 0% | 0% | 0% | 0% | 0% | 0% | 0% | 0% | 0% | 0% | 0% | 0% | 0% | 0% | 0% | NaN | NaN | 0% | 100% | 0% | 100% | 0% | 0% | 0% | 0% | 100% | 100% | Type from RECS, Age from RECS, Eff for Age from HES | 0% | 112021
CR07 | Mid Atlantic | 2000s | Fuel Oil | 0% | 0% | 0% |  |  |  | 15.24% | 33.93% | 0% | 0% | 50.83% | 0% | 0% | 0% | 0% | 0% | 0% | 0% | 0% | 0% | 0% | 4.01% | 33.54% | 13.1% | 0.1822% | 0% | 0% | 0% | 0% | 0% | 0% | 0% | 49.17% | 0% | 100% | 0% | 0% | 0% | 0% | 100% | 100% | Type from RECS, Age from RECS, Eff for Age from HES | 100% | 33708
CR08 | Zone 4A | 2000s | Fuel Oil | 0% | 0% | 0% |  |  |  | NaN | NaN | NaN | 0% | 100% | 0% | 0% | 0% | 0% | 0% | 0% | 0% | 0% | 0% | 0% | 0% | 0% | 0% | 0% | 0% | 0% | 0% | 0% | NaN | NaN | 0% | 100% | 0% | 100% | 0% | 0% | 0% | 0% | 100% | 100% | Type from RECS, Age from RECS, Eff for Age from HES | 0% | 53083
CR09 | Southeast | 2000s | Fuel Oil | 0% | 0% | 0% |  |  |  | NaN | NaN | NaN | 0% | 100% | 0% | 0% | 0% | 0% | 0% | 0% | 0% | 0% | 0% | 0% | 0% | 0% | 0% | 0% | 0% | 0% | 0% | 0% | NaN | NaN | 0% | 100% | 0% | 100% | 0% | 0% | 0% | 0% | 100% | 100% | Type from RECS, Age from RECS, Eff for Age from HES | 0% | 69239
CR10 | Southwest | 2000s | Fuel Oil | 0% | 0% | 0% |  |  |  | NaN | NaN | NaN | 0% | 100% | 0% | 0% | 0% | 0% | 0% | 0% | 0% | 0% | 0% | 0% | 0% | 0% | 0% | 0% | 0% | 0% | 0% | 0% | NaN | NaN | 0% | 100% | 0% | 100% | 0% | 0% | 0% | 0% | 100% | 100% | Type from RECS, Age from RECS, Eff for Age from HES | 0% | 87145
CR11 | California | 2000s | Fuel Oil | 0% | 0% | 0% |  |  |  | 0% | 0% | 0% | 0% | 100% | 0% | 0% | 0% | 0% | 0% | 0% | 0% | 0% | 0% | 0% | 5.342% | 43.59% | 50.67% | 0.3977% | 0% | 0% | 0% | 0% | 0% | 0% | 0% | -3.99e-11% | 0% | 100% | 0% | 0% | 0% | 0% | 100% | 100% | Type from RECS, Age from RECS, Eff for Age from HES | 100% | 22249
CR12 | Hawaii | 2000s | Fuel Oil | 0% | 0% | 0% |  |  |  | NaN | NaN | NaN | 0% | 100% | 0% | 0% | 0% | 0% | 0% | 0% | 0% | 0% | 0% | 0% | 0% | 0% | 0% | 0% | 0% | 0% | 0% | 0% | NaN | NaN | 0% | 100% | 0% | 100% | 0% | 0% | 0% | 0% | 100% | 100% | Type from RECS, Age from RECS, Eff for Age from HES | 0% | 63391
CR01 | Alaska | 2000s | Electricity | 0% | 0% | 0% |  |  |  | 0% | 0% | 0% | 0% | 100% | 0% | 0% | 0% | 0% | 0% | 0% | 0% | 0% | 0% | 0% | 0% | 0% | 0% | 0% | 0% | 0% | 0% | 0% | 0% | 0% | 50% | 50% | 0% | 100% | 3.875% | 37.13% | 8.992% | 0% | 50% | 100% | Type from RECS, Age from RECS, Eff for Age from HES | 100% | 46007
CR02 | Upper Midwest | 2000s | Electricity | 0% | 0% | 0% |  |  |  | 0% | 0% | 0% | 0% | 100% | 0% | 0% | 0% | 0% | 0% | 0% | 0% | 0% | 0% | 0% | 0% | 0% | 0% | 0% | 0% | 0% | 0% | 0% | 0% | 0% | 33.24% | 66.76% | 9.59% | 90.41% | 4.431% | 42.46% | 10.28% | 0% | 42.83% | 100% | Type from RECS, Age from RECS, Eff for Age from HES | 100% | 87772
CR03 | Mountain North | 2000s | Electricity | 0% | 0% | 0% |  |  |  | 0% | 0% | 0% | 0% | 100% | 0% | 0% | 0% | 0% | 0% | 0% | 0% | 0% | 0% | 0% | 0% | 0% | 0% | 0% | 0% | 0% | 0% | 0% | 0% | 0% | 100% | 0% | 0% | 100% | 0% | 0% | 0% | 0% | 100% | 100% | Type from RECS, Age from RECS, Eff for Age from HES | 100% | 79830
CR04 | New England | 2000s | Electricity | 0% | 0% | 0% |  |  |  | 0% | 0% | 0% | 0% | 100% | 0% | 0% | 0% | 0% | 0% | 0% | 0% | 0% | 0% | 0% | 0% | 0% | 0% | 0% | 0% | 0% | 0% | 0% | 0% | 0% | 100% | 0% | 0% | 100% | 0% | 0% | 0% | 0% | 100% | 100% | Type from RECS, Age from RECS, Eff for Age from HES | 100% | 23308
CR05 | Great Lakes | 2000s | Electricity | 0% | 0% | 0% |  |  |  | 0% | 0% | 0% | 0% | 100% | 0% | 0% | 0% | 0% | 0% | 0% | 0% | 0% | 0% | 0% | 0% | 0% | 0% | 0% | 0% | 0% | 0% | 0% | 0% | 0% | 29.41% | 70.59% | 0% | 100% | 5.471% | 52.43% | 12.7% | 0% | 29.41% | 100% | Type from RECS, Age from RECS, Eff for Age from HES | 100% | 0
CR06 | Pacific Northwest | 2000s | Electricity | 0% | 0% | 0% |  |  |  | 0% | 0% | 0% | 0% | 100% | 0% | 0% | 0% | 0% | 0% | 0% | 0% | 0% | 0% | 0% | 0% | 0% | 0% | 0% | 0% | 0% | 0% | 0% | 0% | 0% | 50.87% | 49.13% | 14.28% | 85.72% | 2.701% | 25.89% | 6.268% | 0% | 65.14% | 100% | Type from RECS, Age from RECS, Eff for Age from HES | 100% | 0
CR07 | Mid Atlantic | 2000s | Electricity | 0% | 0% | 0% |  |  |  | 0% | 0% | 0% | 0% | 100% | 0% | 0% | 0% | 0% | 0% | 0% | 0% | 0% | 0% | 0% | 0% | 0% | 0% | 0% | 0% | 0% | 0% | 0% | 0% | 0% | 8.699% | 91.3% | 0.6237% | 99.38% | 7.027% | 67.34% | 16.31% | 0% | 9.322% | 100% | Type from RECS, Age from RECS, Eff for Age from HES | 100% | 8788
CR08 | Zone 4A | 2000s | Electricity | 0% | 0% | 0% |  |  |  | 0% | 0% | 0% | 0% | 100% | 0% | 0% | 0% | 0% | 0% | 0% | 0% | 0% | 0% | 0% | 0% | 0% | 0% | 0% | 0% | 0% | 0% | 0% | 0% | 0% | 50.53% | 49.47% | 2.114% | 97.89% | 3.67% | 35.17% | 8.517% | 0% | 52.64% | 100% | Type from RECS, Age from RECS, Eff for Age from HES | 100% | 34569
CR09 | Southeast | 2000s | Electricity | 0% | 0% | 0% |  |  |  | 0% | 0% | 0% | 0% | 100% | 0% | 0% | 0% | 0% | 0% | 0% | 0% | 0% | 0% | 0% | 0% | 0% | 0% | 0% | 0% | 0% | 0% | 0% | 0% | 0% | 67.72% | 32.28% | 2.313% | 97.69% | 2.322% | 22.26% | 5.39% | 0% | 70.03% | 100% | Type from RECS, Age from RECS, Eff for Age from HES | 100% | 0
CR10 | Southwest | 2000s | Electricity | 0% | 0% | 0% |  |  |  | 0% | 0% | 0% | 0% | 100% | 0% | 0% | 0% | 0% | 0% | 0% | 0% | 0% | 0% | 0% | 0% | 0% | 0% | 0% | 0% | 0% | 0% | 0% | 0% | 0% | 42.42% | 57.58% | 0% | 100% | 4.462% | 42.76% | 10.35% | 0% | 42.42% | 100% | Type from RECS, Age from RECS, Eff for Age from HES | 100% | 33003
CR11 | California | 2000s | Electricity | 0% | 0% | 0% |  |  |  | 0% | 0% | 0% | 0% | 100% | 0% | 0% | 0% | 0% | 0% | 0% | 0% | 0% | 0% | 0% | 0% | 0% | 0% | 0% | 0% | 0% | 0% | 0% | 0% | 0% | 87.33% | 12.67% | 6.239% | 93.76% | 0.4983% | 4.776% | 1.156% | 0% | 93.57% | 100% | Type from RECS, Age from RECS, Eff for Age from HES | 100% | 49263
CR12 | Hawaii | 2000s | Electricity | 0% | 0% | 0% |  |  |  | 0% | 0% | 0% | NaN | 100% | 0% | 0% | 0% | 0% | 0% | 0% | 0% | 0% | 0% | 0% | 0% | 0% | 0% | 0% | 0% | 0% | 0% | 0% | 0% | 0% | NaN | 100% | NaN | 100% | NaN | NaN | NaN | NaN | 100% | 100% | Type from RECS, Age from RECS, Eff for Age from HES | 0% | 32158
CR01 | Alaska | 2000s | Other Fuel | 0% | 0% | 0% |  |  |  | 0% | 0% | 0% | 0% | 100% | 0% | 0% | 0% | 0% | 0% | 0% | 0% | 0% | 0% | 0% | 0% | 0% | 0% | 0% | 0% | 0% | 0% | 0% | 0% | 0% | 0% | 100% | 0% | 100% | 0% | 0% | 0% | 0% | 100% | 100% | Type from RECS, Age from RECS, Eff for Age from HES | 0% | 33195
CR02 | Upper Midwest | 2000s | Other Fuel | 0% | 0% | 0% |  |  |  | 0% | 0% | 0% | 0% | 100% | 0% | 0% | 0% | 0% | 0% | 0% | 0% | 0% | 0% | 0% | 0% | 0% | 0% | 0% | 0% | 0% | 0% | 0% | 0% | 0% | 0% | 100% | 0% | 100% | 0% | 0% | 0% | 0% | 100% | 100% | Type from RECS, Age from RECS, Eff for Age from HES | 0% | 95529
CR03 | Mountain North | 2000s | Other Fuel | 0% | 0% | 0% |  |  |  | 0% | 0% | 0% | 0% | 100% | 0% | 0% | 0% | 0% | 0% | 0% | 0% | 0% | 0% | 0% | 0% | 0% | 0% | 0% | 0% | 0% | 0% | 0% | 0% | 0% | 0% | 100% | 0% | 100% | 0% | 0% | 0% | 0% | 100% | 100% | Type from RECS, Age from RECS, Eff for Age from HES | 0% | 74988
CR04 | New England | 2000s | Other Fuel | 0% | 0% | 0% |  |  |  | 0% | 0% | 0% | 0% | 100% | 0% | 0% | 0% | 0% | 0% | 0% | 0% | 0% | 0% | 0% | 0% | 0% | 0% | 0% | 0% | 0% | 0% | 0% | 0% | 0% | 0% | 100% | 0% | 100% | 0% | 0% | 0% | 0% | 100% | 100% | Type from RECS, Age from RECS, Eff for Age from HES | 0% | 7620
CR05 | Great Lakes | 2000s | Other Fuel | 0% | 0% | 0% |  |  |  | 0% | 0% | 0% | 0% | 100% | 0% | 0% | 0% | 0% | 0% | 0% | 0% | 0% | 0% | 0% | 0% | 0% | 0% | 0% | 0% | 0% | 0% | 0% | 0% | 0% | 0% | 100% | 0% | 100% | 0% | 0% | 0% | 0% | 100% | 100% | Type from RECS, Age from RECS, Eff for Age from HES | 0% | 6207
CR06 | Pacific Northwest | 2000s | Other Fuel | 0% | 0% | 0% |  |  |  | 0% | 0% | 0% | 0% | 100% | 0% | 0% | 0% | 0% | 0% | 0% | 0% | 0% | 0% | 0% | 0% | 0% | 0% | 0% | 0% | 0% | 0% | 0% | 0% | 0% | 0% | 100% | 0% | 100% | 0% | 0% | 0% | 0% | 100% | 100% | Type from RECS, Age from RECS, Eff for Age from HES | 0% | 0
CR07 | Mid Atlantic | 2000s | Other Fuel | 0% | 0% | 0% |  |  |  | 0% | 0% | 0% | 0% | 100% | 0% | 0% | 0% | 0% | 0% | 0% | 0% | 0% | 0% | 0% | 0% | 0% | 0% | 0% | 0% | 0% | 0% | 0% | 0% | 0% | 0% | 100% | 0% | 100% | 0% | 0% | 0% | 0% | 100% | 100% | Type from RECS, Age from RECS, Eff for Age from HES | 0% | 0
CR08 | Zone 4A | 2000s | Other Fuel | 0% | 0% | 0% |  |  |  | 0% | 0% | 0% | 0% | 100% | 0% | 0% | 0% | 0% | 0% | 0% | 0% | 0% | 0% | 0% | 0% | 0% | 0% | 0% | 0% | 0% | 0% | 0% | 0% | 0% | 0% | 100% | 0% | 100% | 0% | 0% | 0% | 0% | 100% | 100% | Type from RECS, Age from RECS, Eff for Age from HES | 0% | 0
CR09 | Southeast | 2000s | Other Fuel | 0% | 0% | 0% |  |  |  | 0% | 0% | 0% | 0% | 100% | 0% | 0% | 0% | 0% | 0% | 0% | 0% | 0% | 0% | 0% | 0% | 0% | 0% | 0% | 0% | 0% | 0% | 0% | 0% | 0% | 0% | 100% | 0% | 100% | 0% | 0% | 0% | 0% | 100% | 100% | Type from RECS, Age from RECS, Eff for Age from HES | 0% | 0
CR10 | Southwest | 2000s | Other Fuel | 0% | 0% | 0% |  |  |  | 0% | 0% | 0% | 0% | 100% | 0% | 0% | 0% | 0% | 0% | 0% | 0% | 0% | 0% | 0% | 0% | 0% | 0% | 0% | 0% | 0% | 0% | 0% | 0% | 0% | 0% | 100% | 0% | 100% | 0% | 0% | 0% | 0% | 100% | 100% | Type from RECS, Age from RECS, Eff for Age from HES | 0% | 0
CR11 | California | 2000s | Other Fuel | 0% | 0% | 0% |  |  |  | 0% | 0% | 0% | 0% | 100% | 0% | 0% | 0% | 0% | 0% | 0% | 0% | 0% | 0% | 0% | 0% | 0% | 0% | 0% | 0% | 0% | 0% | 0% | 0% | 0% | 0% | 100% | 0% | 100% | 0% | 0% | 0% | 0% | 100% | 100% | Type from RECS, Age from RECS, Eff for Age from HES | 0% | 0
CR12 | Hawaii | 2000s | Other Fuel | 0% | 0% | 0% |  |  |  | 0% | 0% | 0% | 0% | 100% | 0% | 0% | 0% | 0% | 0% | 0% | 0% | 0% | 0% | 0% | 0% | 0% | 0% | 0% | 0% | 0% | 0% | 0% | 0% | 0% | 0% | 100% | 0% | 100% | 0% | 0% | 0% | 0% | 100% | 100% | Type from RECS, Age from RECS, Eff for Age from HES | 0% | 0
CR01 | Alaska | 2000s | None | 0% | 0% | 0% |  |  |  | 0% | 0% | 0% | 0% | 100% | 0% | 0% | 0% | 0% | 0% | 0% | 0% | 0% | 0% | 0% | 0% | 0% | 0% | 0% | 0% | 0% | 0% | 0% | 0% | 0% | 0% | 100% | 0% | 100% | 0% | 0% | 0% | 0% | 100% | 100% | Type from RECS, Age from RECS, Eff for Age from HES | 0% | 0
CR02 | Upper Midwest | 2000s | None | 0% | 0% | 0% |  |  |  | 0% | 0% | 0% | 0% | 100% | 0% | 0% | 0% | 0% | 0% | 0% | 0% | 0% | 0% | 0% | 0% | 0% | 0% | 0% | 0% | 0% | 0% | 0% | 0% | 0% | 0% | 100% | 0% | 100% | 0% | 0% | 0% | 0% | 100% | 100% | Type from RECS, Age from RECS, Eff for Age from HES | 0% | 0
CR03 | Mountain North | 2000s | None | 0% | 0% | 0% |  |  |  | 0% | 0% | 0% | 0% | 100% | 0% | 0% | 0% | 0% | 0% | 0% | 0% | 0% | 0% | 0% | 0% | 0% | 0% | 0% | 0% | 0% | 0% | 0% | 0% | 0% | 0% | 100% | 0% | 100% | 0% | 0% | 0% | 0% | 100% | 100% | Type from RECS, Age from RECS, Eff for Age from HES | 0% | 0
CR04 | New England | 2000s | None | 0% | 0% | 0% |  |  |  | 0% | 0% | 0% | 0% | 100% | 0% | 0% | 0% | 0% | 0% | 0% | 0% | 0% | 0% | 0% | 0% | 0% | 0% | 0% | 0% | 0% | 0% | 0% | 0% | 0% | 0% | 100% | 0% | 100% | 0% | 0% | 0% | 0% | 100% | 100% | Type from RECS, Age from RECS, Eff for Age from HES | 0% | 0
CR05 | Great Lakes | 2000s | None | 0% | 0% | 0% |  |  |  | 0% | 0% | 0% | 0% | 100% | 0% | 0% | 0% | 0% | 0% | 0% | 0% | 0% | 0% | 0% | 0% | 0% | 0% | 0% | 0% | 0% | 0% | 0% | 0% | 0% | 0% | 100% | 0% | 100% | 0% | 0% | 0% | 0% | 100% | 100% | Type from RECS, Age from RECS, Eff for Age from HES | 0% | 0
CR06 | Pacific Northwest | 2000s | None | 0% | 0% | 0% |  |  |  | 0% | 0% | 0% | 0% | 100% | 0% | 0% | 0% | 0% | 0% | 0% | 0% | 0% | 0% | 0% | 0% | 0% | 0% | 0% | 0% | 0% | 0% | 0% | 0% | 0% | 0% | 100% | 0% | 100% | 0% | 0% | 0% | 0% | 100% | 100% | Type from RECS, Age from RECS, Eff for Age from HES | 0% | 0
CR07 | Mid Atlantic | 2000s | None | 0% | 0% | 0% |  |  |  | 0% | 0% | 0% | 0% | 100% | 0% | 0% | 0% | 0% | 0% | 0% | 0% | 0% | 0% | 0% | 0% | 0% | 0% | 0% | 0% | 0% | 0% | 0% | 0% | 0% | 0% | 100% | 0% | 100% | 0% | 0% | 0% | 0% | 100% | 100% | Type from RECS, Age from RECS, Eff for Age from HES | 0% | 0
CR08 | Zone 4A | 2000s | None | 0% | 0% | 0% |  |  |  | 0% | 0% | 0% | 0% | 100% | 0% | 0% | 0% | 0% | 0% | 0% | 0% | 0% | 0% | 0% | 0% | 0% | 0% | 0% | 0% | 0% | 0% | 0% | 0% | 0% | 0% | 100% | 0% | 100% | 0% | 0% | 0% | 0% | 100% | 100% | Type from RECS, Age from RECS, Eff for Age from HES | 0% | 0
CR09 | Southeast | 2000s | None | 0% | 0% | 0% |  |  |  | 0% | 0% | 0% | 0% | 100% | 0% | 0% | 0% | 0% | 0% | 0% | 0% | 0% | 0% | 0% | 0% | 0% | 0% | 0% | 0% | 0% | 0% | 0% | 0% | 0% | 0% | 100% | 0% | 100% | 0% | 0% | 0% | 0% | 100% | 100% | Type from RECS, Age from RECS, Eff for Age from HES | 0% | 0
CR10 | Southwest | 2000s | None | 0% | 0% | 0% |  |  |  | 0% | 0% | 0% | 0% | 100% | 0% | 0% | 0% | 0% | 0% | 0% | 0% | 0% | 0% | 0% | 0% | 0% | 0% | 0% | 0% | 0% | 0% | 0% | 0% | 0% | 0% | 100% | 0% | 100% | 0% | 0% | 0% | 0% | 100% | 100% | Type from RECS, Age from RECS, Eff for Age from HES | 0% | 0
CR11 | California | 2000s | None | 0% | 0% | 0% |  |  |  | 0% | 0% | 0% | 0% | 100% | 0% | 0% | 0% | 0% | 0% | 0% | 0% | 0% | 0% | 0% | 0% | 0% | 0% | 0% | 0% | 0% | 0% | 0% | 0% | 0% | 0% | 100% | 0% | 100% | 0% | 0% | 0% | 0% | 100% | 100% | Type from RECS, Age from RECS, Eff for Age from HES | 0% | 0
CR12 | Hawaii | 2000s | None | 0% | 0% | 0% |  |  |  | 0% | 0% | 0% | 0% | 100% | 0% | 0% | 0% | 0% | 0% | 0% | 0% | 0% | 0% | 0% | 0% | 0% | 0% | 0% | 0% | 0% | 0% | 0% | 0% | 0% | 0% | 100% | 0% | 100% | 0% | 0% | 0% | 0% | 100% | 100% | Type from RECS, Age from RECS, Eff for Age from HES | 0% | 0
CR01 | Alaska | pre-1950 | Natural Gas | NaN | NaN | NaN | 0% | 0% | 0% | 0% | 0% | 0% | 0% | 100% | 0% | NaN | NaN | NaN | NaN | 0% | 0% | 0% | 0% | 0% | 0% | 0% | 0% | 0% | NaN | NaN | 0% | 0% | 0% | 0% | 0% | 100% | 0% | 100% | 0% | 0% | 0% | 0% | 100% | 100% | Type from RECS, Age from RECS, Eff for Age from HES | 0% | 0
CR02 | Upper Midwest | pre-1950 | Natural Gas | 13.41% | 1.087% | 0% | 0% | 0% | 0% | 0% | 0% | 0% | 0% | 85.51% | 0% | 29.04% | 55.9% | 0% | 0% | 0% | 0% | 0% | 0% | 0% | 0% | 0% | 0% | 0% | 0.3943% | 0.169% | 0% | 0% | 0% | 0% | 0% | 14.49% | 0% | 100% | 0% | 0% | 0% | 0% | 100% | 100% | Type from RECS, Age from RECS, Eff for Age from HES | 100% | 0
CR03 | Mountain North | pre-1950 | Natural Gas | 5.562% | 0.4509% | 0% | 0% | 0% | 0% | 0% | 0% | 0% | 0% | 93.99% | 0% | 26.82% | 51.63% | 0% | 0% | 0% | 0% | 0% | 0% | 0% | 0% | 0% | 0% | 0% | 10.88% | 4.661% | 0% | 0% | 0% | 0% | 0% | 6.013% | 0% | 100% | 0% | 0% | 0% | 0% | 100% | 100% | Type from RECS, Age from RECS, Eff for Age from HES | 100% | 16134
CR04 | New England | pre-1950 | Natural Gas | 40.23% | 3.262% | 0% | 0% | 0% | 0% | 0% | 0% | 0% | 0% | 56.51% | 0% | 17.28% | 33.26% | 0% | 0% | 0% | 0% | 0% | 0% | 0% | 0% | 0% | 0% | 0% | 4.174% | 1.789% | 0% | 0% | 0% | 0% | 0% | 43.49% | 0% | 100% | 0% | 0% | 0% | 0% | 100% | 100% | Type from RECS, Age from RECS, Eff for Age from HES | 100% | 0
CR05 | Great Lakes | pre-1950 | Natural Gas | 11.37% | 0.9219% | 0% | 0% | 0% | 0% | 0% | 0% | 0% | 0% | 87.71% | 0% | 29.74% | 57.24% | 0% | 0% | 0% | 0% | 0% | 0% | 0% | 0% | 0% | 0% | 0% | 0.5105% | 0.2188% | 0% | 0% | 0% | 0% | 0% | 12.29% | 0% | 100% | 0% | 0% | 0% | 0% | 100% | 100% | Type from RECS, Age from RECS, Eff for Age from HES | 100% | 0
CR06 | Pacific Northwest | pre-1950 | Natural Gas | 0% | 0% | 0% | 0% | 0% | 0% | 0% | 0% | 0% | 0% | 100% | 0% | 28.95% | 55.72% | 0% | 0% | 0% | 0% | 0% | 0% | 0% | 0% | 0% | 0% | 0% | 10.73% | 4.599% | 0% | 0% | 0% | 0% | 0% | 2.541e-11% | 0% | 100% | 0% | 0% | 0% | 0% | 100% | 100% | Type from RECS, Age from RECS, Eff for Age from HES | 100% | 0
CR07 | Mid Atlantic | pre-1950 | Natural Gas | 31.79% | 2.577% | 0% | 0% | 0% | 0% | 0% | 0% | 0% | 0% | 65.63% | 0% | 22.22% | 42.76% | 0% | 0% | 0% | 0% | 0% | 0% | 0% | 0% | 0% | 0% | 0% | 0.4574% | 0.196% | 0% | 0% | 0% | 0% | 0% | 34.37% | 0% | 100% | 0% | 0% | 0% | 0% | 100% | 100% | Type from RECS, Age from RECS, Eff for Age from HES | 100% | 0
CR08 | Zone 4A | pre-1950 | Natural Gas | 9.653% | 0.7827% | 0% | 0% | 0% | 0% | 0% | 0% | 0% | 0% | 89.56% | 0% | 26.21% | 50.44% | 0% | 0% | 0% | 0% | 0% | 0% | 0% | 0% | 0% | 0% | 0% | 9.044% | 3.876% | 0% | 0% | 0% | 0% | 0% | 10.44% | 0% | 100% | 0% | 0% | 0% | 0% | 100% | 100% | Type from RECS, Age from RECS, Eff for Age from HES | 100% | 0
CR09 | Southeast | pre-1950 | Natural Gas | 0% | 0% | 0% | 0% | 0% | 0% | 0% | 0% | 0% | 0% | 100% | 0% | 22.64% | 43.57% | 0% | 0% | 0% | 0% | 0% | 0% | 0% | 0% | 0% | 0% | 0% | 23.66% | 10.14% | 0% | 0% | 0% | 0% | 0% | -9.013e-11% | 0% | 100% | 0% | 0% | 0% | 0% | 100% | 100% | Type from RECS, Age from RECS, Eff for Age from HES | 100% | 0
CR10 | Southwest | pre-1950 | Natural Gas | 0% | 0% | 0% | 0% | 0% | 0% | 0% | 0% | 0% | 0% | 100% | 0% | 34.19% | 65.81% | 0% | 0% | 0% | 0% | 0% | 0% | 0% | 0% | 0% | 0% | 0% | 0% | 0% | 0% | 0% | 0% | 0% | 0% | 3e-11% | 0% | 100% | 0% | 0% | 0% | 0% | 100% | 100% | Type from RECS, Age from RECS, Eff for Age from HES | 100% | 0
CR11 | California | pre-1950 | Natural Gas | 0% | 0% | 0% | 0% | 0% | 0% | 0% | 0% | 0% | 0% | 100% | 0% | 20.07% | 38.62% | 0% | 0% | 0% | 0% | 0% | 0% | 0% | 0% | 0% | 0% | 0% | 28.92% | 12.39% | 0% | 0% | 0% | 0% | 0% | 7.762e-11% | 0% | 100% | 0% | 0% | 0% | 0% | 100% | 100% | Type from RECS, Age from RECS, Eff for Age from HES | 100% | 0
CR12 | Hawaii | pre-1950 | Natural Gas | NaN | NaN | NaN | 0% | 0% | 0% | 0% | 0% | 0% | 0% | 100% | 0% | NaN | NaN | NaN | NaN | 0% | 0% | 0% | 0% | 0% | 0% | 0% | 0% | 0% | NaN | NaN | 0% | 0% | 0% | 0% | 0% | 100% | 0% | 100% | 0% | 0% | 0% | 0% | 100% | 100% | Type from RECS, Age from RECS, Eff for Age from HES | 0% | 0
CR01 | Alaska | pre-1950 | Propane/LPG | 0% | 0% | 0% | NaN | NaN | NaN | 0% | 0% | 0% | 0% | 100% | 0% | 0% | 0% | 0% | 0% | 0% | NaN | NaN | NaN | NaN | 0% | 0% | 0% | 0% | 0% | 0% | NaN | NaN | 0% | 0% | 0% | 100% | 0% | 100% | 0% | 0% | 0% | 0% | 100% | 100% | Type from RECS, Age from RECS, Eff for Age from HES | 0% | 0
CR02 | Upper Midwest | pre-1950 | Propane/LPG | 0% | 0% | 0% | 13.41% | 1.087% | 0% | 0% | 0% | 0% | 0% | 85.51% | 0% | 0% | 0% | 0% | 0% | 0% | 29.04% | 55.9% | 0% | 0% | 0% | 0% | 0% | 0% | 0% | 0% | 0.3943% | 0.169% | 0% | 0% | 0% | 14.49% | 0% | 100% | 0% | 0% | 0% | 0% | 100% | 100% | Type from RECS, Age from RECS, Eff for Age from HES | 100% | 0
CR03 | Mountain North | pre-1950 | Propane/LPG | 0% | 0% | 0% | 5.562% | 0.4509% | 0% | 0% | 0% | 0% | 0% | 93.99% | 0% | 0% | 0% | 0% | 0% | 0% | 26.82% | 51.63% | 0% | 0% | 0% | 0% | 0% | 0% | 0% | 0% | 10.88% | 4.661% | 0% | 0% | 0% | 6.013% | 0% | 100% | 0% | 0% | 0% | 0% | 100% | 100% | Type from RECS, Age from RECS, Eff for Age from HES | 100% | 0
CR04 | New England | pre-1950 | Propane/LPG | 0% | 0% | 0% | 40.23% | 3.262% | 0% | 0% | 0% | 0% | 0% | 56.51% | 0% | 0% | 0% | 0% | 0% | 0% | 17.28% | 33.26% | 0% | 0% | 0% | 0% | 0% | 0% | 0% | 0% | 4.174% | 1.789% | 0% | 0% | 0% | 43.49% | 0% | 100% | 0% | 0% | 0% | 0% | 100% | 100% | Type from RECS, Age from RECS, Eff for Age from HES | 100% | 0
CR05 | Great Lakes | pre-1950 | Propane/LPG | 0% | 0% | 0% | 11.37% | 0.9219% | 0% | 0% | 0% | 0% | 0% | 87.71% | 0% | 0% | 0% | 0% | 0% | 0% | 29.74% | 57.24% | 0% | 0% | 0% | 0% | 0% | 0% | 0% | 0% | 0.5105% | 0.2188% | 0% | 0% | 0% | 12.29% | 0% | 100% | 0% | 0% | 0% | 0% | 100% | 100% | Type from RECS, Age from RECS, Eff for Age from HES | 100% | 34489
CR06 | Pacific Northwest | pre-1950 | Propane/LPG | 0% | 0% | 0% | 0% | 0% | 0% | 0% | 0% | 0% | 0% | 100% | 0% | 0% | 0% | 0% | 0% | 0% | 28.95% | 55.72% | 0% | 0% | 0% | 0% | 0% | 0% | 0% | 0% | 10.73% | 4.599% | 0% | 0% | 0% | 2.541e-11% | 0% | 100% | 0% | 0% | 0% | 0% | 100% | 100% | Type from RECS, Age from RECS, Eff for Age from HES | 100% | 0
CR07 | Mid Atlantic | pre-1950 | Propane/LPG | 0% | 0% | 0% | 31.79% | 2.577% | 0% | 0% | 0% | 0% | 0% | 65.63% | 0% | 0% | 0% | 0% | 0% | 0% | 22.22% | 42.76% | 0% | 0% | 0% | 0% | 0% | 0% | 0% | 0% | 0.4574% | 0.196% | 0% | 0% | 0% | 34.37% | 0% | 100% | 0% | 0% | 0% | 0% | 100% | 100% | Type from RECS, Age from RECS, Eff for Age from HES | 100% | 0
CR08 | Zone 4A | pre-1950 | Propane/LPG | 0% | 0% | 0% | 9.653% | 0.7827% | 0% | 0% | 0% | 0% | 0% | 89.56% | 0% | 0% | 0% | 0% | 0% | 0% | 26.21% | 50.44% | 0% | 0% | 0% | 0% | 0% | 0% | 0% | 0% | 9.044% | 3.876% | 0% | 0% | 0% | 10.44% | 0% | 100% | 0% | 0% | 0% | 0% | 100% | 100% | Type from RECS, Age from RECS, Eff for Age from HES | 100% | 0
CR09 | Southeast | pre-1950 | Propane/LPG | 0% | 0% | 0% | 0% | 0% | 0% | 0% | 0% | 0% | 0% | 100% | 0% | 0% | 0% | 0% | 0% | 0% | 22.64% | 43.57% | 0% | 0% | 0% | 0% | 0% | 0% | 0% | 0% | 23.66% | 10.14% | 0% | 0% | 0% | -9.013e-11% | 0% | 100% | 0% | 0% | 0% | 0% | 100% | 100% | Type from RECS, Age from RECS, Eff for Age from HES | 100% | 0
CR10 | Southwest | pre-1950 | Propane/LPG | 0% | 0% | 0% | 0% | 0% | 0% | 0% | 0% | 0% | 0% | 100% | 0% | 0% | 0% | 0% | 0% | 0% | 34.19% | 65.81% | 0% | 0% | 0% | 0% | 0% | 0% | 0% | 0% | 0% | 0% | 0% | 0% | 0% | 3e-11% | 0% | 100% | 0% | 0% | 0% | 0% | 100% | 100% | Type from RECS, Age from RECS, Eff for Age from HES | 100% | 0
CR11 | California | pre-1950 | Propane/LPG | 0% | 0% | 0% | 0% | 0% | 0% | 0% | 0% | 0% | 0% | 100% | 0% | 0% | 0% | 0% | 0% | 0% | 20.07% | 38.62% | 0% | 0% | 0% | 0% | 0% | 0% | 0% | 0% | 28.92% | 12.39% | 0% | 0% | 0% | 7.762e-11% | 0% | 100% | 0% | 0% | 0% | 0% | 100% | 100% | Type from RECS, Age from RECS, Eff for Age from HES | 100% | 0
CR12 | Hawaii | pre-1950 | Propane/LPG | 0% | 0% | 0% | NaN | NaN | NaN | 0% | 0% | 0% | 0% | 100% | 0% | 0% | 0% | 0% | 0% | 0% | NaN | NaN | NaN | NaN | 0% | 0% | 0% | 0% | 0% | 0% | NaN | NaN | 0% | 0% | 0% | 100% | 0% | 100% | 0% | 0% | 0% | 0% | 100% | 100% | Type from RECS, Age from RECS, Eff for Age from HES | 0% | 0
CR01 | Alaska | pre-1950 | Fuel Oil | 0% | 0% | 0% |  |  |  | NaN | NaN | NaN | 0% | 100% | 0% | 0% | 0% | 0% | 0% | 0% | 0% | 0% | 0% | 0% | 0% | NaN | NaN | NaN | 0% | 0% | 0% | 0% | NaN | NaN | 0% | 100% | 0% | 100% | 0% | 0% | 0% | 0% | 100% | 100% | Type from RECS, Age from RECS, Eff for Age from HES | 0% | 0
CR02 | Upper Midwest | pre-1950 | Fuel Oil | 0% | 0% | 0% |  |  |  | 3.883% | 8.642% | 0% | 0% | 87.47% | 0% | 0% | 0% | 0% | 0% | 0% | 0% | 0% | 0% | 0% | 0% | 7.309% | 73.9% | 0% | 0% | 0% | 0% | 0% | 4.384% | 1.879% | 0% | 12.53% | 0% | 100% | 0% | 0% | 0% | 0% | 100% | 100% | Type from RECS, Age from RECS, Eff for Age from HES | 100% | 0
CR03 | Mountain North | pre-1950 | Fuel Oil | 0% | 0% | 0% |  |  |  | NaN | NaN | NaN | 0% | 100% | 0% | 0% | 0% | 0% | 0% | 0% | 0% | 0% | 0% | 0% | 0% | NaN | NaN | NaN | 0% | 0% | 0% | 0% | NaN | NaN | 0% | 100% | 0% | 100% | 0% | 0% | 0% | 0% | 100% | 100% | Type from RECS, Age from RECS, Eff for Age from HES | 0% | 0
CR04 | New England | pre-1950 | Fuel Oil | 0% | 0% | 0% |  |  |  | 17.11% | 38.08% | 0% | 0% | 44.82% | 0% | 0% | 0% | 0% | 0% | 0% | 0% | 0% | 0% | 0% | 0% | 3.942% | 39.86% | 0% | 0% | 0% | 0% | 0% | 0.7114% | 0.3049% | 0% | 55.18% | 0% | 100% | 0% | 0% | 0% | 0% | 100% | 100% | Type from RECS, Age from RECS, Eff for Age from HES | 100% | 0
CR05 | Great Lakes | pre-1950 | Fuel Oil | 0% | 0% | 0% |  |  |  | 0% | 0% | 0% | 0% | 100% | 0% | 0% | 0% | 0% | 0% | 0% | 0% | 0% | 0% | 0% | 0% | 9% | 91% | 0% | 0% | 0% | 0% | 0% | 0% | 0% | 0% | -4.001e-11% | 0% | 100% | 0% | 0% | 0% | 0% | 100% | 100% | Type from RECS, Age from RECS, Eff for Age from HES | 100% | 0
CR06 | Pacific Northwest | pre-1950 | Fuel Oil | 0% | 0% | 0% |  |  |  | 0% | 0% | 0% | 0% | 100% | 0% | 0% | 0% | 0% | 0% | 0% | 0% | 0% | 0% | 0% | 0% | 9% | 91% | 0% | 0% | 0% | 0% | 0% | 0% | 0% | 0% | -4.001e-11% | 0% | 100% | 0% | 0% | 0% | 0% | 100% | 100% | Type from RECS, Age from RECS, Eff for Age from HES | 100% | 0
CR07 | Mid Atlantic | pre-1950 | Fuel Oil | 0% | 0% | 0% |  |  |  | 20.82% | 46.34% | 0% | 0% | 32.84% | 0% | 0% | 0% | 0% | 0% | 0% | 0% | 0% | 0% | 0% | 0% | 2.726% | 27.56% | 0% | 0% | 0% | 0% | 0% | 1.786% | 0.7656% | 0% | 67.16% | 0% | 100% | 0% | 0% | 0% | 0% | 100% | 100% | Type from RECS, Age from RECS, Eff for Age from HES | 100% | 0
CR08 | Zone 4A | pre-1950 | Fuel Oil | 0% | 0% | 0% |  |  |  | 13.04% | 29.02% | 0% | 0% | 57.94% | 0% | 0% | 0% | 0% | 0% | 0% | 0% | 0% | 0% | 0% | 0% | 5.215% | 52.73% | 0% | 0% | 0% | 0% | 0% | 0% | 0% | 0% | 42.06% | 0% | 100% | 0% | 0% | 0% | 0% | 100% | 100% | Type from RECS, Age from RECS, Eff for Age from HES | 100% | 0
CR09 | Southeast | pre-1950 | Fuel Oil | 0% | 0% | 0% |  |  |  | 0% | 0% | 0% | 0% | 100% | 0% | 0% | 0% | 0% | 0% | 0% | 0% | 0% | 0% | 0% | 0% | 9% | 91% | 0% | 0% | 0% | 0% | 0% | 0% | 0% | 0% | -4.001e-11% | 0% | 100% | 0% | 0% | 0% | 0% | 100% | 100% | Type from RECS, Age from RECS, Eff for Age from HES | 100% | 0
CR10 | Southwest | pre-1950 | Fuel Oil | 0% | 0% | 0% |  |  |  | NaN | NaN | NaN | 0% | 100% | 0% | 0% | 0% | 0% | 0% | 0% | 0% | 0% | 0% | 0% | 0% | NaN | NaN | NaN | 0% | 0% | 0% | 0% | NaN | NaN | 0% | 100% | 0% | 100% | 0% | 0% | 0% | 0% | 100% | 100% | Type from RECS, Age from RECS, Eff for Age from HES | 0% | 0
CR11 | California | pre-1950 | Fuel Oil | 0% | 0% | 0% |  |  |  | NaN | NaN | NaN | 0% | 100% | 0% | 0% | 0% | 0% | 0% | 0% | 0% | 0% | 0% | 0% | 0% | NaN | NaN | NaN | 0% | 0% | 0% | 0% | NaN | NaN | 0% | 100% | 0% | 100% | 0% | 0% | 0% | 0% | 100% | 100% | Type from RECS, Age from RECS, Eff for Age from HES | 0% | 0
CR12 | Hawaii | pre-1950 | Fuel Oil | 0% | 0% | 0% |  |  |  | NaN | NaN | NaN | 0% | 100% | 0% | 0% | 0% | 0% | 0% | 0% | 0% | 0% | 0% | 0% | 0% | NaN | NaN | NaN | 0% | 0% | 0% | 0% | NaN | NaN | 0% | 100% | 0% | 100% | 0% | 0% | 0% | 0% | 100% | 100% | Type from RECS, Age from RECS, Eff for Age from HES | 0% | 0
CR01 | Alaska | pre-1950 | Electricity | 0% | 0% | 0% |  |  |  | 0% | 0% | 0% | NaN | 100% | 0% | 0% | 0% | 0% | 0% | 0% | 0% | 0% | 0% | 0% | 0% | 0% | 0% | 0% | 0% | 0% | 0% | 0% | 0% | 0% | NaN | 100% | NaN | 100% | NaN | NaN | NaN | NaN | 100% | 100% | Type from RECS, Age from RECS, Eff for Age from HES | 0% | 0
CR02 | Upper Midwest | pre-1950 | Electricity | 0% | 0% | 0% |  |  |  | 0% | 0% | 0% | 4.156% | 95.84% | 0% | 0% | 0% | 0% | 0% | 0% | 0% | 0% | 0% | 0% | 0% | 0% | 0% | 0% | 0% | 0% | 0% | 0% | 0% | 0% | 55.12% | 44.88% | 17.42% | 82.58% | 1.806% | 17.3% | 4.19% | 0% | 76.7% | 100% | Type from RECS, Age from RECS, Eff for Age from HES | 100% | 0
CR03 | Mountain North | pre-1950 | Electricity | 0% | 0% | 0% |  |  |  | 0% | 0% | 0% | 0% | 100% | 0% | 0% | 0% | 0% | 0% | 0% | 0% | 0% | 0% | 0% | 0% | 0% | 0% | 0% | 0% | 0% | 0% | 0% | 0% | 0% | 0% | 100% | 100% | 0% | 0% | 0% | 0% | 0% | 100% | 100% | Type from RECS, Age from RECS, Eff for Age from HES | 100% | 0
CR04 | New England | pre-1950 | Electricity | 0% | 0% | 0% |  |  |  | 0% | 0% | 0% | 32.36% | 67.64% | 0% | 0% | 0% | 0% | 0% | 0% | 0% | 0% | 0% | 0% | 0% | 0% | 0% | 0% | 0% | 0% | 0% | 0% | 0% | 0% | 34.75% | 65.25% | 32.9% | 67.1% | 0% | 0% | 0% | 0% | 100% | 100% | Type from RECS, Age from RECS, Eff for Age from HES | 100% | 0
CR05 | Great Lakes | pre-1950 | Electricity | 0% | 0% | 0% |  |  |  | 0% | 0% | 0% | 0% | 100% | 0% | 0% | 0% | 0% | 0% | 0% | 0% | 0% | 0% | 0% | 0% | 0% | 0% | 0% | 0% | 0% | 0% | 0% | 0% | 0% | 32.29% | 67.71% | 40.53% | 59.47% | 2.106% | 20.18% | 4.888% | 0% | 72.82% | 100% | Type from RECS, Age from RECS, Eff for Age from HES | 100% | 0
CR06 | Pacific Northwest | pre-1950 | Electricity | 0% | 0% | 0% |  |  |  | 0% | 0% | 0% | 0% | 100% | 0% | 0% | 0% | 0% | 0% | 0% | 0% | 0% | 0% | 0% | 0% | 0% | 0% | 0% | 0% | 0% | 0% | 0% | 0% | 0% | 21.08% | 78.92% | 69.85% | 30.15% | 0.7033% | 6.74% | 1.632% | 0% | 90.92% | 100% | Type from RECS, Age from RECS, Eff for Age from HES | 100% | 0
CR07 | Mid Atlantic | pre-1950 | Electricity | 0% | 0% | 0% |  |  |  | 0% | 0% | 0% | 0% | 100% | 0% | 0% | 0% | 0% | 0% | 0% | 0% | 0% | 0% | 0% | 0% | 0% | 0% | 0% | 0% | 0% | 0% | 0% | 0% | 0% | 0% | 100% | 66.42% | 33.58% | 2.602% | 24.94% | 6.039% | 0% | 66.42% | 100% | Type from RECS, Age from RECS, Eff for Age from HES | 100% | 0
CR08 | Zone 4A | pre-1950 | Electricity | 0% | 0% | 0% |  |  |  | 0% | 0% | 0% | 0% | 100% | 0% | 0% | 0% | 0% | 0% | 0% | 0% | 0% | 0% | 0% | 0% | 0% | 0% | 0% | 0% | 0% | 0% | 0% | 0% | 0% | 22.72% | 77.28% | 43.75% | 56.25% | 2.598% | 24.9% | 6.029% | 0% | 66.48% | 100% | Type from RECS, Age from RECS, Eff for Age from HES | 100% | 0
CR09 | Southeast | pre-1950 | Electricity | 0% | 0% | 0% |  |  |  | 0% | 0% | 0% | 1.409% | 98.59% | 0% | 0% | 0% | 0% | 0% | 0% | 0% | 0% | 0% | 0% | 0% | 0% | 0% | 0% | 0% | 0% | 0% | 0% | 0% | 0% | 46.31% | 53.69% | 16.61% | 83.39% | 2.764% | 26.48% | 6.413% | 0% | 64.34% | 100% | Type from RECS, Age from RECS, Eff for Age from HES | 100% | 43259
CR10 | Southwest | pre-1950 | Electricity | 0% | 0% | 0% |  |  |  | 0% | 0% | 0% | 0% | 100% | 0% | 0% | 0% | 0% | 0% | 0% | 0% | 0% | 0% | 0% | 0% | 0% | 0% | 0% | 0% | 0% | 0% | 0% | 0% | 0% | 0% | 100% | 0% | 100% | 7.749% | 74.27% | 17.98% | 0% | 0% | 100% | Type from RECS, Age from RECS, Eff for Age from HES | 100% | 40636
CR11 | California | pre-1950 | Electricity | 0% | 0% | 0% |  |  |  | 0% | 0% | 0% | 0% | 100% | 0% | 0% | 0% | 0% | 0% | 0% | 0% | 0% | 0% | 0% | 0% | 0% | 0% | 0% | 0% | 0% | 0% | 0% | 0% | 0% | 55.87% | 44.13% | 37.87% | 62.13% | 0.4856% | 4.654% | 1.127% | 0% | 93.73% | 100% | Type from RECS, Age from RECS, Eff for Age from HES | 100% | 111665
CR12 | Hawaii | pre-1950 | Electricity | 0% | 0% | 0% |  |  |  | 0% | 0% | 0% | NaN | 100% | 0% | 0% | 0% | 0% | 0% | 0% | 0% | 0% | 0% | 0% | 0% | 0% | 0% | 0% | 0% | 0% | 0% | 0% | 0% | 0% | NaN | 100% | NaN | 100% | NaN | NaN | NaN | NaN | 100% | 100% | Type from RECS, Age from RECS, Eff for Age from HES | 0% | 62201
CR01 | Alaska | pre-1950 | Other Fuel | 0% | 0% | 0% |  |  |  | 0% | 0% | 0% | 0% | 100% | 0% | 0% | 0% | 0% | 0% | 0% | 0% | 0% | 0% | 0% | 0% | 0% | 0% | 0% | 0% | 0% | 0% | 0% | 0% | 0% | 0% | 100% | 0% | 100% | 0% | 0% | 0% | 0% | 100% | 100% | Type from RECS, Age from RECS, Eff for Age from HES | 0% | 63211
CR02 | Upper Midwest | pre-1950 | Other Fuel | 0% | 0% | 0% |  |  |  | 0% | 0% | 0% | 0% | 100% | 0% | 0% | 0% | 0% | 0% | 0% | 0% | 0% | 0% | 0% | 0% | 0% | 0% | 0% | 0% | 0% | 0% | 0% | 0% | 0% | 0% | 100% | 0% | 100% | 0% | 0% | 0% | 0% | 100% | 100% | Type from RECS, Age from RECS, Eff for Age from HES | 0% | 22985
CR03 | Mountain North | pre-1950 | Other Fuel | 0% | 0% | 0% |  |  |  | 0% | 0% | 0% | 0% | 100% | 0% | 0% | 0% | 0% | 0% | 0% | 0% | 0% | 0% | 0% | 0% | 0% | 0% | 0% | 0% | 0% | 0% | 0% | 0% | 0% | 0% | 100% | 0% | 100% | 0% | 0% | 0% | 0% | 100% | 100% | Type from RECS, Age from RECS, Eff for Age from HES | 0% | 52139
CR04 | New England | pre-1950 | Other Fuel | 0% | 0% | 0% |  |  |  | 0% | 0% | 0% | 0% | 100% | 0% | 0% | 0% | 0% | 0% | 0% | 0% | 0% | 0% | 0% | 0% | 0% | 0% | 0% | 0% | 0% | 0% | 0% | 0% | 0% | 0% | 100% | 0% | 100% | 0% | 0% | 0% | 0% | 100% | 100% | Type from RECS, Age from RECS, Eff for Age from HES | 0% | 0
CR05 | Great Lakes | pre-1950 | Other Fuel | 0% | 0% | 0% |  |  |  | 0% | 0% | 0% | 0% | 100% | 0% | 0% | 0% | 0% | 0% | 0% | 0% | 0% | 0% | 0% | 0% | 0% | 0% | 0% | 0% | 0% | 0% | 0% | 0% | 0% | 0% | 100% | 0% | 100% | 0% | 0% | 0% | 0% | 100% | 100% | Type from RECS, Age from RECS, Eff for Age from HES | 0% | 0
CR06 | Pacific Northwest | pre-1950 | Other Fuel | 0% | 0% | 0% |  |  |  | 0% | 0% | 0% | 0% | 100% | 0% | 0% | 0% | 0% | 0% | 0% | 0% | 0% | 0% | 0% | 0% | 0% | 0% | 0% | 0% | 0% | 0% | 0% | 0% | 0% | 0% | 100% | 0% | 100% | 0% | 0% | 0% | 0% | 100% | 100% | Type from RECS, Age from RECS, Eff for Age from HES | 0% | 12281
CR07 | Mid Atlantic | pre-1950 | Other Fuel | 0% | 0% | 0% |  |  |  | 0% | 0% | 0% | 0% | 100% | 0% | 0% | 0% | 0% | 0% | 0% | 0% | 0% | 0% | 0% | 0% | 0% | 0% | 0% | 0% | 0% | 0% | 0% | 0% | 0% | 0% | 100% | 0% | 100% | 0% | 0% | 0% | 0% | 100% | 100% | Type from RECS, Age from RECS, Eff for Age from HES | 0% | 0
CR08 | Zone 4A | pre-1950 | Other Fuel | 0% | 0% | 0% |  |  |  | 0% | 0% | 0% | 0% | 100% | 0% | 0% | 0% | 0% | 0% | 0% | 0% | 0% | 0% | 0% | 0% | 0% | 0% | 0% | 0% | 0% | 0% | 0% | 0% | 0% | 0% | 100% | 0% | 100% | 0% | 0% | 0% | 0% | 100% | 100% | Type from RECS, Age from RECS, Eff for Age from HES | 0% | 0
CR09 | Southeast | pre-1950 | Other Fuel | 0% | 0% | 0% |  |  |  | 0% | 0% | 0% | 0% | 100% | 0% | 0% | 0% | 0% | 0% | 0% | 0% | 0% | 0% | 0% | 0% | 0% | 0% | 0% | 0% | 0% | 0% | 0% | 0% | 0% | 0% | 100% | 0% | 100% | 0% | 0% | 0% | 0% | 100% | 100% | Type from RECS, Age from RECS, Eff for Age from HES | 0% | 24167
CR10 | Southwest | pre-1950 | Other Fuel | 0% | 0% | 0% |  |  |  | 0% | 0% | 0% | 0% | 100% | 0% | 0% | 0% | 0% | 0% | 0% | 0% | 0% | 0% | 0% | 0% | 0% | 0% | 0% | 0% | 0% | 0% | 0% | 0% | 0% | 0% | 100% | 0% | 100% | 0% | 0% | 0% | 0% | 100% | 100% | Type from RECS, Age from RECS, Eff for Age from HES | 0% | 10551
CR11 | California | pre-1950 | Other Fuel | 0% | 0% | 0% |  |  |  | 0% | 0% | 0% | 0% | 100% | 0% | 0% | 0% | 0% | 0% | 0% | 0% | 0% | 0% | 0% | 0% | 0% | 0% | 0% | 0% | 0% | 0% | 0% | 0% | 0% | 0% | 100% | 0% | 100% | 0% | 0% | 0% | 0% | 100% | 100% | Type from RECS, Age from RECS, Eff for Age from HES | 0% | 119486
CR12 | Hawaii | pre-1950 | Other Fuel | 0% | 0% | 0% |  |  |  | 0% | 0% | 0% | 0% | 100% | 0% | 0% | 0% | 0% | 0% | 0% | 0% | 0% | 0% | 0% | 0% | 0% | 0% | 0% | 0% | 0% | 0% | 0% | 0% | 0% | 0% | 100% | 0% | 100% | 0% | 0% | 0% | 0% | 100% | 100% | Type from RECS, Age from RECS, Eff for Age from HES | 0% | 180588
CR01 | Alaska | pre-1950 | None | 0% | 0% | 0% |  |  |  | 0% | 0% | 0% | 0% | 100% | 0% | 0% | 0% | 0% | 0% | 0% | 0% | 0% | 0% | 0% | 0% | 0% | 0% | 0% | 0% | 0% | 0% | 0% | 0% | 0% | 0% | 100% | 0% | 100% | 0% | 0% | 0% | 0% | 100% | 100% | Type from RECS, Age from RECS, Eff for Age from HES | 0% | 138142
CR02 | Upper Midwest | pre-1950 | None | 0% | 0% | 0% |  |  |  | 0% | 0% | 0% | 0% | 100% | 0% | 0% | 0% | 0% | 0% | 0% | 0% | 0% | 0% | 0% | 0% | 0% | 0% | 0% | 0% | 0% | 0% | 0% | 0% | 0% | 0% | 100% | 0% | 100% | 0% | 0% | 0% | 0% | 100% | 100% | Type from RECS, Age from RECS, Eff for Age from HES | 0% | 63847
CR03 | Mountain North | pre-1950 | None | 0% | 0% | 0% |  |  |  | 0% | 0% | 0% | 0% | 100% | 0% | 0% | 0% | 0% | 0% | 0% | 0% | 0% | 0% | 0% | 0% | 0% | 0% | 0% | 0% | 0% | 0% | 0% | 0% | 0% | 0% | 100% | 0% | 100% | 0% | 0% | 0% | 0% | 100% | 100% | Type from RECS, Age from RECS, Eff for Age from HES | 0% | 74220
CR04 | New England | pre-1950 | None | 0% | 0% | 0% |  |  |  | 0% | 0% | 0% | 0% | 100% | 0% | 0% | 0% | 0% | 0% | 0% | 0% | 0% | 0% | 0% | 0% | 0% | 0% | 0% | 0% | 0% | 0% | 0% | 0% | 0% | 0% | 100% | 0% | 100% | 0% | 0% | 0% | 0% | 100% | 100% | Type from RECS, Age from RECS, Eff for Age from HES | 0% | 48344
CR05 | Great Lakes | pre-1950 | None | 0% | 0% | 0% |  |  |  | 0% | 0% | 0% | 0% | 100% | 0% | 0% | 0% | 0% | 0% | 0% | 0% | 0% | 0% | 0% | 0% | 0% | 0% | 0% | 0% | 0% | 0% | 0% | 0% | 0% | 0% | 100% | 0% | 100% | 0% | 0% | 0% | 0% | 100% | 100% | Type from RECS, Age from RECS, Eff for Age from HES | 0% | 16801
CR06 | Pacific Northwest | pre-1950 | None | 0% | 0% | 0% |  |  |  | 0% | 0% | 0% | 0% | 100% | 0% | 0% | 0% | 0% | 0% | 0% | 0% | 0% | 0% | 0% | 0% | 0% | 0% | 0% | 0% | 0% | 0% | 0% | 0% | 0% | 0% | 100% | 0% | 100% | 0% | 0% | 0% | 0% | 100% | 100% | Type from RECS, Age from RECS, Eff for Age from HES | 0% | 20832
CR07 | Mid Atlantic | pre-1950 | None | 0% | 0% | 0% |  |  |  | 0% | 0% | 0% | 0% | 100% | 0% | 0% | 0% | 0% | 0% | 0% | 0% | 0% | 0% | 0% | 0% | 0% | 0% | 0% | 0% | 0% | 0% | 0% | 0% | 0% | 0% | 100% | 0% | 100% | 0% | 0% | 0% | 0% | 100% | 100% | Type from RECS, Age from RECS, Eff for Age from HES | 0% | 23855
CR08 | Zone 4A | pre-1950 | None | 0% | 0% | 0% |  |  |  | 0% | 0% | 0% | 0% | 100% | 0% | 0% | 0% | 0% | 0% | 0% | 0% | 0% | 0% | 0% | 0% | 0% | 0% | 0% | 0% | 0% | 0% | 0% | 0% | 0% | 0% | 100% | 0% | 100% | 0% | 0% | 0% | 0% | 100% | 100% | Type from RECS, Age from RECS, Eff for Age from HES | 0% | 39758
CR09 | Southeast | pre-1950 | None | 0% | 0% | 0% |  |  |  | 0% | 0% | 0% | 0% | 100% | 0% | 0% | 0% | 0% | 0% | 0% | 0% | 0% | 0% | 0% | 0% | 0% | 0% | 0% | 0% | 0% | 0% | 0% | 0% | 0% | 0% | 100% | 0% | 100% | 0% | 0% | 0% | 0% | 100% | 100% | Type from RECS, Age from RECS, Eff for Age from HES | 0% | 67428
CR10 | Southwest | pre-1950 | None | 0% | 0% | 0% |  |  |  | 0% | 0% | 0% | 0% | 100% | 0% | 0% | 0% | 0% | 0% | 0% | 0% | 0% | 0% | 0% | 0% | 0% | 0% | 0% | 0% | 0% | 0% | 0% | 0% | 0% | 0% | 100% | 0% | 100% | 0% | 0% | 0% | 0% | 100% | 100% | Type from RECS, Age from RECS, Eff for Age from HES | 0% | 43359
CR11 | California | pre-1950 | None | 0% | 0% | 0% |  |  |  | 0% | 0% | 0% | 0% | 100% | 0% | 0% | 0% | 0% | 0% | 0% | 0% | 0% | 0% | 0% | 0% | 0% | 0% | 0% | 0% | 0% | 0% | 0% | 0% | 0% | 0% | 100% | 0% | 100% | 0% | 0% | 0% | 0% | 100% | 100% | Type from RECS, Age from RECS, Eff for Age from HES | 0% | 41757
CR12 | Hawaii | pre-1950 | None | 0% | 0% | 0% |  |  |  | 0% | 0% | 0% | 0% | 100% | 0% | 0% | 0% | 0% | 0% | 0% | 0% | 0% | 0% | 0% | 0% | 0% | 0% | 0% | 0% | 0% | 0% | 0% | 0% | 0% | 0% | 100% | 0% | 100% | 0% | 0% | 0% | 0% | 100% | 100% | Type from RECS, Age from RECS, Eff for Age from HES | 0% | 3815
Completed. How to flag "Other equipment"?
Completed.
Account for AC age? Not yet.

## Ducts
|  | Ducts | Ducts | Ducts | Ducts | Ducts | Ducts | Ducts | Ducts | Ducts | Ducts | Ducts | Ducts | Ducts
Foundation Type | Vintage | 10% Leakage, Uninsulated | 20% Leakage, Uninsulated | 30% Leakage, Uninsulated | 10% Leakage, R-4 | 20% Leakage, R-4 | 30% Leakage, R-4 | 10% Leakage, R-6 | 20% Leakage, R-6 | 30% Leakage, R-6 | 10% Leakage, R-8 | 20% Leakage, R-8 | 30% Leakage, R-8 | In Finished Space | Check Sum | Source
None | pre-1950 | 0% | 0% | 0% | 25.9% | 47% | 27.1% | 0% | 0% | 0% | 0% | 0% | 0% | 0% | 100% | PNNL 2009 normal distribution; insul. values rom IECC
None | 1950s | 0% | 0% | 0% | 25.9% | 47% | 27.1% | 0% | 0% | 0% | 0% | 0% | 0% | 0% | 100% | PNNL 2009 normal distribution; insul. values rom IECC
None | 1960s | 0% | 0% | 0% | 25.9% | 47% | 27.1% | 0% | 0% | 0% | 0% | 0% | 0% | 0% | 100% | PNNL 2009 normal distribution; insul. values rom IECC
None | 1970s | 0% | 0% | 0% | 25.9% | 47% | 27.1% | 0% | 0% | 0% | 0% | 0% | 0% | 0% | 100% | PNNL 2009 normal distribution; insul. values rom IECC
None | 1980s | 0% | 0% | 0% | 25.9% | 47% | 27.1% | 0% | 0% | 0% | 0% | 0% | 0% | 0% | 100% | PNNL 2009 normal distribution; insul. values rom IECC
None | 1990s | 0% | 0% | 0% | 25.9% | 47% | 27.1% | 0% | 0% | 0% | 0% | 0% | 0% | 0% | 100% | PNNL 2009 normal distribution; insul. values rom IECC
None | 2000s | 0% | 0% | 0% | 0% | 0% | 0% | 0% | 0% | 0% | 25.9% | 47% | 27.1% | 0% | 100% | PNNL 2009 normal distribution; insul. values rom IECC
Unheated Basement | pre-1950 | 25.9% | 47% | 27.1% | 0% | 0% | 0% | 0% | 0% | 0% | 0% | 0% | 0% | 0% | 100% | PNNL 2009 normal distribution; insul. values rom IECC
Unheated Basement | 1950s | 25.9% | 47% | 27.1% | 0% | 0% | 0% | 0% | 0% | 0% | 0% | 0% | 0% | 0% | 100% | PNNL 2009 normal distribution; insul. values rom IECC
Unheated Basement | 1960s | 25.9% | 47% | 27.1% | 0% | 0% | 0% | 0% | 0% | 0% | 0% | 0% | 0% | 0% | 100% | PNNL 2009 normal distribution; insul. values rom IECC
Unheated Basement | 1970s | 25.9% | 47% | 27.1% | 0% | 0% | 0% | 0% | 0% | 0% | 0% | 0% | 0% | 0% | 100% | PNNL 2009 normal distribution; insul. values rom IECC
Unheated Basement | 1980s | 25.9% | 47% | 27.1% | 0% | 0% | 0% | 0% | 0% | 0% | 0% | 0% | 0% | 0% | 100% | PNNL 2009 normal distribution; insul. values rom IECC
Unheated Basement | 1990s | 25.9% | 47% | 27.1% | 0% | 0% | 0% | 0% | 0% | 0% | 0% | 0% | 0% | 0% | 100% | PNNL 2009 normal distribution; insul. values rom IECC
Unheated Basement | 2000s | 0% | 0% | 0% | 0% | 0% | 0% | 25.9% | 47% | 27.1% | 0% | 0% | 0% | 0% | 100% | PNNL 2009 normal distribution; insul. values rom IECC
Heated Basement | pre-1950 | 0% | 0% | 0% | 0% | 0% | 0% | 0% | 0% | 0% | 0% | 0% | 0% | 100% | 100% | PNNL 2009 normal distribution; insul. values rom IECC
Heated Basement | 1950s | 0% | 0% | 0% | 0% | 0% | 0% | 0% | 0% | 0% | 0% | 0% | 0% | 100% | 100% | PNNL 2009 normal distribution; insul. values rom IECC
Heated Basement | 1960s | 0% | 0% | 0% | 0% | 0% | 0% | 0% | 0% | 0% | 0% | 0% | 0% | 100% | 100% | PNNL 2009 normal distribution; insul. values rom IECC
Heated Basement | 1970s | 0% | 0% | 0% | 0% | 0% | 0% | 0% | 0% | 0% | 0% | 0% | 0% | 100% | 100% | PNNL 2009 normal distribution; insul. values rom IECC
Heated Basement | 1980s | 0% | 0% | 0% | 0% | 0% | 0% | 0% | 0% | 0% | 0% | 0% | 0% | 100% | 100% | PNNL 2009 normal distribution; insul. values rom IECC
Heated Basement | 1990s | 0% | 0% | 0% | 0% | 0% | 0% | 0% | 0% | 0% | 0% | 0% | 0% | 100% | 100% | PNNL 2009 normal distribution; insul. values rom IECC
Heated Basement | 2000s | 0% | 0% | 0% | 0% | 0% | 0% | 0% | 0% | 0% | 0% | 0% | 0% | 100% | 100% | PNNL 2009 normal distribution; insul. values rom IECC
Crawl | pre-1950 | 25.9% | 47% | 27.1% | 0% | 0% | 0% | 0% | 0% | 0% | 0% | 0% | 0% | 0% | 100% | PNNL 2009 normal distribution; insul. values rom IECC
Crawl | 1950s | 25.9% | 47% | 27.1% | 0% | 0% | 0% | 0% | 0% | 0% | 0% | 0% | 0% | 0% | 100% | PNNL 2009 normal distribution; insul. values rom IECC
Crawl | 1960s | 25.9% | 47% | 27.1% | 0% | 0% | 0% | 0% | 0% | 0% | 0% | 0% | 0% | 0% | 100% | PNNL 2009 normal distribution; insul. values rom IECC
Crawl | 1970s | 25.9% | 47% | 27.1% | 0% | 0% | 0% | 0% | 0% | 0% | 0% | 0% | 0% | 0% | 100% | PNNL 2009 normal distribution; insul. values rom IECC
Crawl | 1980s | 25.9% | 47% | 27.1% | 0% | 0% | 0% | 0% | 0% | 0% | 0% | 0% | 0% | 0% | 100% | PNNL 2009 normal distribution; insul. values rom IECC
Crawl | 1990s | 25.9% | 47% | 27.1% | 0% | 0% | 0% | 0% | 0% | 0% | 0% | 0% | 0% | 0% | 100% | PNNL 2009 normal distribution; insul. values rom IECC
Crawl | 2000s | 0% | 0% | 0% | 0% | 0% | 0% | 25.9% | 47% | 27.1% | 0% | 0% | 0% | 0% | 100% | PNNL 2009 normal distribution; insul. values rom IECC
Slab | pre-1950 | 0% | 0% | 0% | 25.9% | 47% | 27.1% | 0% | 0% | 0% | 0% | 0% | 0% | 0% | 100% | PNNL 2009 normal distribution; insul. values rom IECC
Slab | 1950s | 0% | 0% | 0% | 25.9% | 47% | 27.1% | 0% | 0% | 0% | 0% | 0% | 0% | 0% | 100% | PNNL 2009 normal distribution; insul. values rom IECC
Slab | 1960s | 0% | 0% | 0% | 25.9% | 47% | 27.1% | 0% | 0% | 0% | 0% | 0% | 0% | 0% | 100% | PNNL 2009 normal distribution; insul. values rom IECC
Slab | 1970s | 0% | 0% | 0% | 25.9% | 47% | 27.1% | 0% | 0% | 0% | 0% | 0% | 0% | 0% | 100% | PNNL 2009 normal distribution; insul. values rom IECC
Slab | 1980s | 0% | 0% | 0% | 25.9% | 47% | 27.1% | 0% | 0% | 0% | 0% | 0% | 0% | 0% | 100% | PNNL 2009 normal distribution; insul. values rom IECC
Slab | 1990s | 0% | 0% | 0% | 25.9% | 47% | 27.1% | 0% | 0% | 0% | 0% | 0% | 0% | 0% | 100% | PNNL 2009 normal distribution; insul. values rom IECC
Slab | 2000s | 0% | 0% | 0% | 0% | 0% | 0% | 0% | 0% | 0% | 25.9% | 47% | 27.1% | 0% | 100% | PNNL 2009 normal distribution; insul. values rom IECC
Completed
PNNL 2009 - http://www.reca-codes.org/resources/IECC2009_Residential_Nationwide_Analysis.pdf
Note on C2: Eric Wilson: Location and Location Fraction = auto
Note on D2: Eric Wilson: Location and Location Fraction = auto
Note on E2: Eric Wilson: Location and Location Fraction = auto

## WH
|  | Water Heater | Water Heater | Water Heater | Water Heater | Water Heater | Water Heater | Water Heater | Water Heater | Water Heater | Water Heater | Water Heater | Water Heater | Water Heater
Heating Fuel | Location | Electric Standard | Electric Premium | Electric Tankless | Gas Standard | Gas Premium | Gas Tankless | Oil Standard | Oil Premium | Oil Indirect (workaround) | Propane Standard | Propane Premium | Propane Tankless | Other Fuel | Check Sum | Source
Electricity | CR01 | 100% | 0% | 0% | 0% | 0% | 0% | 0% | 0% | 0% | 0% | 0% | 0% | 0% | 100% | Type from RECS, Age from RECS, Eff for Age from HES
Electricity | CR02 | 77.83% | 0% | 0% | 14.63% | 0% | 0% | 0% | 0% | 0% | 6.073% | 0% | 1.471% | 0% | 100% | Type from RECS, Age from RECS, Eff for Age from HES
Electricity | CR03 | 74.84% | 0% | 0% | 16.8% | 0% | 1.26% | 0% | 0% | 0% | 7.092% | 0% | 0% | 0% | 100% | Type from RECS, Age from RECS, Eff for Age from HES
Electricity | CR04 | 78.79% | 0% | 4.245% | 12.75% | 0% | 4.213% | 0% | 0% | 0% | 0% | 0% | 0% | 0% | 100% | Type from RECS, Age from RECS, Eff for Age from HES
Electricity | CR05 | 90.62% | 0% | 0% | 8.354% | 0% | 0% | 0% | 0% | 0% | 1.028% | 0% | 0% | 0% | 100% | Type from RECS, Age from RECS, Eff for Age from HES
Electricity | CR06 | 90.63% | 0% | 2.238% | 3.405% | 0% | 0% | 0% | 0% | 0% | 3.726% | 0% | 0% | 0% | 100% | Type from RECS, Age from RECS, Eff for Age from HES
Electricity | CR07 | 88.17% | 0% | 0% | 5.163% | 0% | 0% | 1.545% | 0% | 1.143% | 1.238% | 0% | 2.743% | 0% | 100% | Type from RECS, Age from RECS, Eff for Age from HES
Electricity | CR08 | 86.83% | 0% | 0.5684% | 10.56% | 0% | 0.08446% | 0.3013% | 0% | 0% | 1.653% | 0% | 0% | 0% | 100% | Type from RECS, Age from RECS, Eff for Age from HES
Electricity | CR09 | 84.93% | 0% | 1.156% | 9.945% | 0% | 0.3382% | 0% | 0% | 0% | 2.705% | 0% | 0.4872% | 0.4375% | 100% | Type from RECS, Age from RECS, Eff for Age from HES
Electricity | CR10 | 74.6% | 0% | 0% | 20.93% | 0% | 0% | 0% | 0% | 0% | 3.323% | 0% | 0% | 1.152% | 100% | Type from RECS, Age from RECS, Eff for Age from HES
Electricity | CR11 | 28.81% | 0% | 0.9087% | 67.89% | 0% | 0% | 0% | 0% | 0% | 2.389% | 0% | 0% | 0% | 100% | Type from RECS, Age from RECS, Eff for Age from HES
Electricity | CR12 | 100% | 0% | 0% | 0% | 0% | 0% | 0% | 0% | 0% | 0% | 0% | 0% | 0% | 100% | N/A, but EJ just in case
Fuel Oil | CR01 | 0% | 0% | 0% | 0% | 0% | 0% | 100% | 0% | 0% | 0% | 0% | 0% | 0% | 100% | N/A, but EJ just in case
Fuel Oil | CR02 | 82.02% | 0% | 0% | 17.98% | 0% | 0% | 0% | 0% | 0% | 0% | 0% | 0% | 0% | 100% | Type from RECS, Age from RECS, Eff for Age from HES
Fuel Oil | CR03 | 0% | 0% | 0% | 0% | 0% | 0% | 100% | 0% | 0% | 0% | 0% | 0% | 0% | 100% | N/A, but EJ just in case
Fuel Oil | CR04 | 25.65% | 0% | 0% | 5.265% | 0% | 0.5255% | 41.37% | 0% | 24.52% | 2.378% | 0% | 0.299% | 0% | 100% | Type from RECS, Age from RECS, Eff for Age from HES
Fuel Oil | CR05 | 87.77% | 0% | 6.309% | 0% | 0% | 0% | 5.925% | 0% | 0% | 0% | 0% | 0% | 0% | 100% | Type from RECS, Age from RECS, Eff for Age from HES
Fuel Oil | CR06 | 100% | 0% | 0% | 0% | 0% | 0% | 0% | 0% | 0% | 0% | 0% | 0% | 0% | 100% | Type from RECS, Age from RECS, Eff for Age from HES
Fuel Oil | CR07 | 31.57% | 0% | 0% | 6.902% | 0% | 0% | 43.27% | 0% | 14.8% | 3.451% | 0% | 0% | 0% | 100% | Type from RECS, Age from RECS, Eff for Age from HES
Fuel Oil | CR08 | 74.53% | 0% | 0% | 3.976% | 0% | 0% | 8.525% | 0% | 0% | 12.97% | 0% | 0% | 0% | 100% | Type from RECS, Age from RECS, Eff for Age from HES
Fuel Oil | CR09 | 82.81% | 0% | 0% | 17.19% | 0% | 0% | 0% | 0% | 0% | 0% | 0% | 0% | 0% | 100% | Type from RECS, Age from RECS, Eff for Age from HES
Fuel Oil | CR10 | 100% | 0% | 0% | 0% | 0% | 0% | 0% | 0% | 0% | 0% | 0% | 0% | 0% | 100% | Type from RECS, Age from RECS, Eff for Age from HES
Fuel Oil | CR11 | 0% | 0% | 0% | 0% | 0% | 0% | 0% | 0% | 52.66% | 47.34% | 0% | 0% | 0% | 100% | Type from RECS, Age from RECS, Eff for Age from HES
Fuel Oil | CR12 | 0% | 0% | 0% | 0% | 0% | 0% | 100% | 0% | 0% | 0% | 0% | 0% | 0% | 100% | N/A, but EJ just in case
Natural Gas | CR01 | 6.142% | 0% | 0% | 89.59% | 0% | 4.268% | 0% | 0% | 0% | 0% | 0% | 0% | 0% | 100% | Type from RECS, Age from RECS, Eff for Age from HES
Natural Gas | CR02 | 15.62% | 0% | 0% | 82.89% | 0% | 1.49% | 0% | 0% | 0% | 0% | 0% | 0% | 0% | 100% | Type from RECS, Age from RECS, Eff for Age from HES
Natural Gas | CR03 | 12.92% | 0% | 0.2294% | 86.06% | 0% | 0.7875% | 0% | 0% | 0% | 0% | 0% | 0% | 0% | 100% | Type from RECS, Age from RECS, Eff for Age from HES
Natural Gas | CR04 | 5.755% | 0% | 0% | 90.02% | 0% | 2.987% | 1.241% | 0% | 0% | 0% | 0% | 0% | 0% | 100% | Type from RECS, Age from RECS, Eff for Age from HES
Natural Gas | CR05 | 10.96% | 0% | 0.689% | 88.13% | 0% | 0% | 0% | 0% | 0% | 0.2297% | 0% | 0% | 0% | 100% | Type from RECS, Age from RECS, Eff for Age from HES
Natural Gas | CR06 | 25.42% | 0% | 1.025% | 73.55% | 0% | 0% | 0% | 0% | 0% | 0% | 0% | 0% | 0% | 100% | Type from RECS, Age from RECS, Eff for Age from HES
Natural Gas | CR07 | 4.847% | 0% | 0.479% | 92.85% | 0% | 1.662% | 0.1584% | 0% | 0% | 0% | 0% | 0% | 0% | 100% | Type from RECS, Age from RECS, Eff for Age from HES
Natural Gas | CR08 | 16.53% | 0% | 0.05977% | 81.89% | 0% | 1.262% | 0% | 0% | 0% | 0% | 0% | 0.2584% | 0% | 100% | Type from RECS, Age from RECS, Eff for Age from HES
Natural Gas | CR09 | 16.01% | 0% | 0% | 82.96% | 0% | 0.834% | 0% | 0% | 0% | 0% | 0% | 0% | 0.1951% | 100% | Type from RECS, Age from RECS, Eff for Age from HES
Natural Gas | CR10 | 6.3% | 0% | 0.5284% | 91.14% | 0% | 1.432% | 0% | 0% | 0% | 0.6039% | 0% | 0% | 0% | 100% | Type from RECS, Age from RECS, Eff for Age from HES
Natural Gas | CR11 | 1.643% | 0% | 0.4325% | 94.36% | 0% | 3.274% | 0% | 0% | 0% | 0% | 0% | 0% | 0.2916% | 100% | Type from RECS, Age from RECS, Eff for Age from HES
Natural Gas | CR12 | 100% | 0% | 0% | 0% | 0% | 0% | 0% | 0% | 0% | 0% | 0% | 0% | 0% | 100% | N/A, but EJ just in case
None | CR01 | 100% | 0% | 0% | 0% | 0% | 0% | 0% | 0% | 0% | 0% | 0% | 0% | 0% | 100% | N/A, but EJ just in case
None | CR02 | 100% | 0% | 0% | 0% | 0% | 0% | 0% | 0% | 0% | 0% | 0% | 0% | 0% | 100% | N/A, but EJ just in case
None | CR03 | 0% | 0% | 0% | 0% | 0% | 0% | 0% | 0% | 0% | 100% | 0% | 0% | 0% | 100% | Type from RECS, Age from RECS, Eff for Age from HES
None | CR04 | 100% | 0% | 0% | 0% | 0% | 0% | 0% | 0% | 0% | 0% | 0% | 0% | 0% | 100% | N/A, but EJ just in case
None | CR05 | 100% | 0% | 0% | 0% | 0% | 0% | 0% | 0% | 0% | 0% | 0% | 0% | 0% | 100% | N/A, but EJ just in case
None | CR06 | 100% | 0% | 0% | 0% | 0% | 0% | 0% | 0% | 0% | 0% | 0% | 0% | 0% | 100% | N/A, but EJ just in case
None | CR07 | 100% | 0% | 0% | 0% | 0% | 0% | 0% | 0% | 0% | 0% | 0% | 0% | 0% | 100% | N/A, but EJ just in case
None | CR08 | 100% | 0% | 0% | 0% | 0% | 0% | 0% | 0% | 0% | 0% | 0% | 0% | 0% | 100% | N/A, but EJ just in case
None | CR09 | 69.24% | 0% | 4.128% | 24.92% | 0% | 0% | 0% | 0% | 0% | 0% | 0% | 0% | 1.718% | 100% | Type from RECS, Age from RECS, Eff for Age from HES
None | CR10 | 51.42% | 0% | 0% | 48.58% | 0% | 0% | 0% | 0% | 0% | 0% | 0% | 0% | 0% | 100% | Type from RECS, Age from RECS, Eff for Age from HES
None | CR11 | 4.245% | 0% | 1.118% | 92.39% | 0% | 1.118% | 0% | 0% | 0% | 0% | 0% | 0% | 1.133% | 100% | Type from RECS, Age from RECS, Eff for Age from HES
None | CR12 | 72.09% | 0% | 0% | 13.74% | 0% | 0% | 0% | 0% | 0% | 3.302% | 0% | 0% | 10.87% | 100% | Type from RECS, Age from RECS, Eff for Age from HES
Other Fuel | CR01 | 74.94% | 0% | 0% | 25.06% | 0% | 0% | 0% | 0% | 0% | 0% | 0% | 0% | 0% | 100% | Type from RECS, Age from RECS, Eff for Age from HES
Other Fuel | CR02 | 61.53% | 0% | 0% | 4.587% | 0% | 0% | 0% | 0% | 0% | 26.56% | 0% | 0% | 7.323% | 100% | Type from RECS, Age from RECS, Eff for Age from HES
Other Fuel | CR03 | 67.44% | 0% | 0% | 0% | 0% | 0% | 0% | 0% | 0% | 4.801% | 0% | 22.96% | 4.801% | 100% | Type from RECS, Age from RECS, Eff for Age from HES
Other Fuel | CR04 | 48.61% | 0% | 1.948% | 2.796% | 0% | 0% | 15.92% | 0% | 9.682% | 3.867% | 0% | 1.874% | 15.3% | 100% | Type from RECS, Age from RECS, Eff for Age from HES
Other Fuel | CR05 | 82.12% | 0% | 0% | 0% | 0% | 0% | 0% | 0% | 0% | 11.34% | 0% | 0% | 6.543% | 100% | Type from RECS, Age from RECS, Eff for Age from HES
Other Fuel | CR06 | 89.57% | 0% | 0% | 5.294% | 0% | 0% | 0% | 0% | 0% | 5.135% | 0% | 0% | 0% | 100% | Type from RECS, Age from RECS, Eff for Age from HES
Other Fuel | CR07 | 71.87% | 0% | 0% | 5.51% | 0% | 0% | 5.445% | 0% | 3.29% | 6.207% | 0% | 0% | 7.681% | 100% | Type from RECS, Age from RECS, Eff for Age from HES
Other Fuel | CR08 | 87.13% | 0% | 0% | 0% | 0% | 0% | 0% | 0% | 0% | 10.24% | 0% | 0% | 2.63% | 100% | Type from RECS, Age from RECS, Eff for Age from HES
Other Fuel | CR09 | 92.93% | 0% | 1.533% | 1.591% | 0% | 0% | 0% | 0% | 0% | 1.676% | 0% | 2.272% | 0% | 100% | Type from RECS, Age from RECS, Eff for Age from HES
Other Fuel | CR10 | 79.98% | 0% | 0% | 10.53% | 0% | 0% | 0% | 0% | 0% | 9.491% | 0% | 0% | 0% | 100% | Type from RECS, Age from RECS, Eff for Age from HES
Other Fuel | CR11 | 32.16% | 0% | 0% | 35.76% | 0% | 0% | 0% | 0% | 0% | 32.08% | 0% | 0% | 0% | 100% | Type from RECS, Age from RECS, Eff for Age from HES
Other Fuel | CR12 | 100% | 0% | 0% | 0% | 0% | 0% | 0% | 0% | 0% | 0% | 0% | 0% | 0% | 100% | N/A, but EJ just in case
Propane/LPG | CR01 | 0% | 0% | 0% | 0% | 0% | 0% | 0% | 0% | 0% | 100% | 0% | 0% | 0% | 100% | N/A, but EJ just in case
Propane/LPG | CR02 | 56.02% | 0% | 1.275% | 0.7069% | 0% | 0% | 0% | 0% | 0% | 42% | 0% | 0% | 0% | 100% | Type from RECS, Age from RECS, Eff for Age from HES
Propane/LPG | CR03 | 32% | 0% | 0% | 0% | 0% | 0% | 0% | 0% | 0% | 67.99% | 0% | 0% | 0% | 100% | Type from RECS, Age from RECS, Eff for Age from HES
Propane/LPG | CR04 | 12.21% | 0% | 0% | 0% | 0% | 0% | 8.75% | 0% | 0% | 72.69% | 0% | 6.354% | 0% | 100% | Type from RECS, Age from RECS, Eff for Age from HES
Propane/LPG | CR05 | 47.96% | 0% | 0% | 0% | 0% | 0% | 0% | 0% | 0% | 50.12% | 0% | 1.921% | 0% | 100% | Type from RECS, Age from RECS, Eff for Age from HES
Propane/LPG | CR06 | 59.61% | 0% | 0% | 0% | 0% | 0% | 0% | 0% | 0% | 40.39% | 0% | 0% | 0% | 100% | Type from RECS, Age from RECS, Eff for Age from HES
Propane/LPG | CR07 | 32.64% | 0% | 0% | 2.568% | 0% | 0% | 0% | 0% | 0% | 64.79% | 0% | 0% | 0% | 100% | Type from RECS, Age from RECS, Eff for Age from HES
Propane/LPG | CR08 | 61.62% | 0% | 0% | 0% | 0% | 0% | 1.581% | 0% | 0% | 34.29% | 0% | 2.509% | 0% | 100% | Type from RECS, Age from RECS, Eff for Age from HES
Propane/LPG | CR09 | 67.12% | 0% | 0% | 0% | 0% | 0% | 0% | 0% | 0% | 31.03% | 0% | 1.85% | 0% | 100% | Type from RECS, Age from RECS, Eff for Age from HES
Propane/LPG | CR10 | 30.15% | 0% | 0% | 0% | 0% | 0% | 0% | 0% | 0% | 69.85% | 0% | 0% | 0% | 100% | Type from RECS, Age from RECS, Eff for Age from HES
Propane/LPG | CR11 | 25.11% | 0% | 0% | 3.082% | 0% | 0% | 0% | 0% | 0% | 68.74% | 0% | 0% | 3.061% | 100% | Type from RECS, Age from RECS, Eff for Age from HES
Propane/LPG | CR12 | 0% | 0% | 0% | 0% | 0% | 0% | 0% | 0% | 0% | 100% | 0% | 0% | 0% | 100% | N/A, but EJ just in case
Currently assuming no premium water heaters, but we should revisit this after talking to Jeff.

## Pipes
| Distribution | Distribution
Vintage | Uninsulated, TrunkBranch, Copper | Uninsulated, HomeRun, PEX | Check Sum | Source
pre-1950 | 100% | 0% | 100% | Eng judgment
1950s | 100% | 0% | 100% | Eng judgment
1960s | 100% | 0% | 100% | Eng judgment
1970s | 100% | 0% | 100% | Eng judgment
1980s | 100% | 0% | 100% | Eng judgment
1990s | 100% | 0% | 100% | Eng judgment
2000s | 0% | 100% | 100% | Eng judgment
Complete.
"First introduced in Canada more than 25 years ago, PEX piping has since that time increased to about 40 per cent market share, with copper still in the lead."
http://www.canadiancontractor.ca/trades-2/hvac/pex-well-on-the-way-to-overtaking-copper-pipe

## Ltg
| Lighting | Lighting | Lighting
Usage Level | 100% Incandescent | 60% CFL | 100% CFL | Check Sum | Source
Low | 86.6% | 7.431% | 5.966% | 100% | Engineering judgement
Medium | 86.6% | 7.431% | 5.966% | 100% | Engineering judgement
High | 86.6% | 7.431% | 5.966% | 100% | Engineering judgement
Average | 86.6% | 7.431% | 5.966% | 100% | Engineering judgement
Eventually, make options that change operating hours instead of efficacy.

## Ref
| Refrigerator | Refrigerator | Refrigerator | Refrigerator
Usage Level | Bottom freezer, EF = 6.7 | Bottom freezer, EF = 10.2 | Top freezer, EF = 10.5 | Top freezer, EF = 15.9 | Check Sum | Source
Low | 4.165% | 6.7% | 19.08% | 70.05% | 100% | RECS 2009 for ages, michaelbluejay.com for efficiency vs age
Medium | 4.165% | 6.7% | 19.08% | 70.05% | 100% | RECS 2009 for ages, michaelbluejay.com for efficiency vs age
High | 4.165% | 6.7% | 19.08% | 70.05% | 100% | RECS 2009 for ages, michaelbluejay.com for efficiency vs age
Average | 4.165% | 6.7% | 19.08% | 70.05% | 100% | RECS 2009 for ages, michaelbluejay.com for efficiency vs age
Complete.

## Rng
|  |  | Cooking Range | Cooking Range | Cooking Range | Cooking Range | Cooking Range | Cooking Range | Cooking Range | Cooking Range | Cooking Range | Cooking Range
Heating Fuel | Location | Usage Level | Gas, 80% Usage | Gas | Gas, 120% Usage | Propane, 80% Usage | Propane | Propane, 120% Usage | Electric, 80% Usage | Electric | Electric, 120% Usage | None | Check Sum | Source
Electricity | CR01 | Average | 0% | 0% | 0% | 0% | 0% | 0% | 0% | 100% | 0% | 5.398e-05% | 100% | RECS, Engineering Judgment
Electricity | CR02 | Average | 0% | 7.315% | 0% | 0% | 2.245% | 0% | 0% | 90.44% | 0% | 5.744e-06% | 100% | RECS, Engineering Judgment
Electricity | CR03 | Average | 0% | 4.4% | 0% | 0% | 18.38% | 0% | 0% | 77.21% | 0% | 8.592e-06% | 100% | RECS, Engineering Judgment
Electricity | CR04 | Average | 0% | 17.4% | 0% | 0% | 5.845% | 0% | 0% | 76.76% | 0% | 4.105e-05% | 100% | RECS, Engineering Judgment
Electricity | CR05 | Average | 0% | 11.14% | 0% | 0% | 2.365% | 0% | 0% | 85.2% | 0% | 1.293% | 100% | RECS, Engineering Judgment
Electricity | CR06 | Average | 0% | 0% | 0% | 0% | 4.906% | 0% | 0% | 95.09% | 0% | 6.648e-06% | 100% | RECS, Engineering Judgment
Electricity | CR07 | Average | 0% | 13.87% | 0% | 0% | 11.4% | 0% | 0% | 74.73% | 0% | 1.094e-05% | 100% | RECS, Engineering Judgment
Electricity | CR08 | Average | 0% | 3.984% | 0% | 0% | 2.297% | 0% | 0% | 92.78% | 0% | 0.9393% | 100% | RECS, Engineering Judgment
Electricity | CR09 | Average | 0% | 9.25% | 0% | 0% | 5.074% | 0% | 0% | 84.99% | 0% | 0.6858% | 100% | RECS, Engineering Judgment
Electricity | CR10 | Average | 0% | 14.6% | 0% | 0% | 3.323% | 0% | 0% | 82.08% | 0% | 1.207e-05% | 100% | RECS, Engineering Judgment
Electricity | CR11 | Average | 0% | 60.3% | 0% | 0% | 0.7402% | 0% | 0% | 37.04% | 0% | 1.914% | 100% | RECS, Engineering Judgment
Electricity | CR12 | Average | 0% | 0% | 0% | 0% | 0% | 0% | 0% | 0% | 0% | 100% | 100% | RECS, Engineering Judgment
Fuel Oil | CR01 | Average | 0% | 0% | 0% | 0% | 0% | 0% | 0% | 0% | 0% | 100% | 100% | RECS, Engineering Judgment
Fuel Oil | CR02 | Average | 0% | 5.033% | 0% | 0% | 6.468% | 0% | 0% | 88.5% | 0% | 9.341e-06% | 100% | RECS, Engineering Judgment
Fuel Oil | CR03 | Average | 0% | 0% | 0% | 0% | 0% | 0% | 0% | 0% | 0% | 100% | 100% | N/A, but EJ just in case
Fuel Oil | CR04 | Average | 0% | 6.92% | 0% | 0% | 10.9% | 0% | 0% | 82.18% | 0% | 2.209e-06% | 100% | RECS, Engineering Judgment
Fuel Oil | CR05 | Average | 0% | 0% | 0% | 0% | 15.09% | 0% | 0% | 84.91% | 0% | 2.354e-05% | 100% | RECS, Engineering Judgment
Fuel Oil | CR06 | Average | 0% | 0% | 0% | 0% | 0% | 0% | 0% | 100% | 0% | 6.907e-05% | 100% | RECS, Engineering Judgment
Fuel Oil | CR07 | Average | 0% | 13.54% | 0% | 0% | 13.33% | 0% | 0% | 70.83% | 0% | 2.299% | 100% | RECS, Engineering Judgment
Fuel Oil | CR08 | Average | 0% | 3.205% | 0% | 0% | 19.11% | 0% | 0% | 77.68% | 0% | 1.858e-05% | 100% | RECS, Engineering Judgment
Fuel Oil | CR09 | Average | 0% | 17.19% | 0% | 0% | 0% | 0% | 0% | 82.81% | 0% | 9.975e-05% | 100% | RECS, Engineering Judgment
Fuel Oil | CR10 | Average | 0% | 0% | 0% | 0% | 0% | 0% | 0% | 100% | 0% | 0.0003793% | 100% | RECS, Engineering Judgment
Fuel Oil | CR11 | Average | 0% | 0% | 0% | 0% | 100% | 0% | 0% | 0% | 0% | 0.0007226% | 100% | RECS, Engineering Judgment
Fuel Oil | CR12 | Average | 0% | 0% | 0% | 0% | 0% | 0% | 0% | 0% | 0% | 100% | 100% | RECS, Engineering Judgment
Natural Gas | CR01 | Average | 0% | 45.03% | 0% | 0% | 0% | 0% | 0% | 54.97% | 0% | 5.981e-06% | 100% | RECS, Engineering Judgment
Natural Gas | CR02 | Average | 0% | 40.74% | 0% | 0% | 0.1486% | 0% | 0% | 59.11% | 0% | 7.021e-07% | 100% | RECS, Engineering Judgment
Natural Gas | CR03 | Average | 0% | 23.38% | 0% | 0% | 0% | 0% | 0% | 76.38% | 0% | 0.2437% | 100% | RECS, Engineering Judgment
Natural Gas | CR04 | Average | 0% | 63.79% | 0% | 0% | 0.7121% | 0% | 0% | 32.29% | 0% | 3.2% | 100% | RECS, Engineering Judgment
Natural Gas | CR05 | Average | 0% | 55.02% | 0% | 0% | 0.1443% | 0% | 0% | 44.2% | 0% | 0.6332% | 100% | RECS, Engineering Judgment
Natural Gas | CR06 | Average | 0% | 31.14% | 0% | 0% | 0% | 0% | 0% | 68.86% | 0% | 5.157e-06% | 100% | RECS, Engineering Judgment
Natural Gas | CR07 | Average | 0% | 67.78% | 0% | 0% | 0.1584% | 0% | 0% | 30.71% | 0% | 1.354% | 100% | RECS, Engineering Judgment
Natural Gas | CR08 | Average | 0% | 34.24% | 0% | 0% | 0% | 0% | 0% | 65.03% | 0% | 0.7339% | 100% | RECS, Engineering Judgment
Natural Gas | CR09 | Average | 0% | 49.74% | 0% | 0% | 0.08843% | 0% | 0% | 49.6% | 0% | 0.5765% | 100% | RECS, Engineering Judgment
Natural Gas | CR10 | Average | 0% | 64.89% | 0% | 0% | 0% | 0% | 0% | 34.16% | 0% | 0.9406% | 100% | RECS, Engineering Judgment
Natural Gas | CR11 | Average | 0% | 72.74% | 0% | 0% | 0% | 0% | 0% | 26.23% | 0% | 1.024% | 100% | RECS, Engineering Judgment
Natural Gas | CR12 | Average | 0% | 0% | 0% | 0% | 0% | 0% | 0% | 0% | 0% | 100% | 100% | RECS, Engineering Judgment
None | CR01 | Average | 0% | 0% | 0% | 0% | 0% | 0% | 0% | 0% | 0% | 100% | 100% | RECS, Engineering Judgment
None | CR02 | Average | 0% | 0% | 0% | 0% | 0% | 0% | 0% | 0% | 0% | 100% | 100% | N/A, but EJ just in case
None | CR03 | Average | 0% | 0% | 0% | 0% | 0% | 0% | 0% | 100% | 0% | 0.0001859% | 100% | RECS, Engineering Judgment
None | CR04 | Average | 0% | 0% | 0% | 0% | 0% | 0% | 0% | 0% | 0% | 100% | 100% | N/A, but EJ just in case
None | CR05 | Average | 0% | 0% | 0% | 0% | 0% | 0% | 0% | 0% | 0% | 100% | 100% | RECS, Engineering Judgment
None | CR06 | Average | 0% | 0% | 0% | 0% | 0% | 0% | 0% | 0% | 0% | 100% | 100% | N/A, but EJ just in case
None | CR07 | Average | 0% | 0% | 0% | 0% | 0% | 0% | 0% | 0% | 0% | 100% | 100% | N/A, but EJ just in case
None | CR08 | Average | 0% | 0% | 0% | 0% | 0% | 0% | 0% | 0% | 0% | 100% | 100% | N/A, but EJ just in case
None | CR09 | Average | 0% | 21.5% | 0% | 0% | 6% | 0% | 0% | 68.55% | 0% | 3.944% | 100% | RECS, Engineering Judgment
None | CR10 | Average | 0% | 48.58% | 0% | 0% | 0% | 0% | 0% | 51.42% | 0% | 0.0002128% | 100% | RECS, Engineering Judgment
None | CR11 | Average | 0% | 85.77% | 0% | 0% | 0% | 0% | 0% | 11.66% | 0% | 2.564% | 100% | RECS, Engineering Judgment
None | CR12 | Average | 0% | 13.74% | 0% | 0% | 0% | 0% | 0% | 82.96% | 0% | 3.302% | 100% | RECS, Engineering Judgment
Other Fuel | CR01 | Average | 0% | 0% | 0% | 0% | 0% | 0% | 0% | 100% | 0% | 2.872e-05% | 100% | RECS, Engineering Judgment
Other Fuel | CR02 | Average | 0% | 7.324% | 0% | 0% | 34.86% | 0% | 0% | 57.82% | 0% | 1.083e-05% | 100% | RECS, Engineering Judgment
Other Fuel | CR03 | Average | 0% | 0% | 0% | 0% | 22.96% | 0% | 0% | 77.04% | 0% | 3.306e-05% | 100% | RECS, Engineering Judgment
Other Fuel | CR04 | Average | 0% | 2.796% | 0% | 0% | 26.76% | 0% | 0% | 68.5% | 0% | 1.948% | 100% | RECS, Engineering Judgment
Other Fuel | CR05 | Average | 0% | 0% | 0% | 0% | 22.54% | 0% | 0% | 77.46% | 0% | 2.554e-05% | 100% | RECS, Engineering Judgment
Other Fuel | CR06 | Average | 0% | 0% | 0% | 0% | 5.135% | 0% | 0% | 89.56% | 0% | 5.301% | 100% | RECS, Engineering Judgment
Other Fuel | CR07 | Average | 0% | 7.732% | 0% | 0% | 23.49% | 0% | 0% | 65.29% | 0% | 3.493% | 100% | RECS, Engineering Judgment
Other Fuel | CR08 | Average | 0% | 0.6955% | 0% | 0% | 17.63% | 0% | 0% | 81.68% | 0% | 1.661e-05% | 100% | RECS, Engineering Judgment
Other Fuel | CR09 | Average | 0% | 3.863% | 0% | 0% | 32.75% | 0% | 0% | 61.17% | 0% | 2.213% | 100% | RECS, Engineering Judgment
Other Fuel | CR10 | Average | 0% | 10.53% | 0% | 0% | 17.13% | 0% | 0% | 47.17% | 0% | 25.17% | 100% | RECS, Engineering Judgment
Other Fuel | CR11 | Average | 0% | 26.98% | 0% | 0% | 19.4% | 0% | 0% | 49.02% | 0% | 4.606% | 100% | RECS, Engineering Judgment
Other Fuel | CR12 | Average | 0% | 0% | 0% | 0% | 0% | 0% | 0% | 0% | 0% | 100% | 100% | RECS, Engineering Judgment
Propane/LPG | CR01 | Average | 0% | 0% | 0% | 0% | 0% | 0% | 0% | 0% | 0% | 100% | 100% | RECS, Engineering Judgment
Propane/LPG | CR02 | Average | 0% | 2.201% | 0% | 0% | 36.79% | 0% | 0% | 61.01% | 0% | 2.758e-06% | 100% | RECS, Engineering Judgment
Propane/LPG | CR03 | Average | 0% | 0% | 0% | 0% | 54.88% | 0% | 0% | 45.12% | 0% | 1.278e-05% | 100% | RECS, Engineering Judgment
Propane/LPG | CR04 | Average | 0% | 6.354% | 0% | 0% | 32.59% | 0% | 0% | 52.31% | 0% | 8.75% | 100% | RECS, Engineering Judgment
Propane/LPG | CR05 | Average | 0% | 3.178% | 0% | 0% | 39.7% | 0% | 0% | 57.12% | 0% | 6.583e-06% | 100% | RECS, Engineering Judgment
Propane/LPG | CR06 | Average | 0% | 0% | 0% | 0% | 17.87% | 0% | 0% | 82.13% | 0% | 0.0001229% | 100% | RECS, Engineering Judgment
Propane/LPG | CR07 | Average | 0% | 2.378% | 0% | 0% | 51.63% | 0% | 0% | 45.99% | 0% | 1.653e-05% | 100% | RECS, Engineering Judgment
Propane/LPG | CR08 | Average | 0% | 0% | 0% | 0% | 24.71% | 0% | 0% | 75.29% | 0% | 1.275e-05% | 100% | RECS, Engineering Judgment
Propane/LPG | CR09 | Average | 0% | 1.906% | 0% | 0% | 47.45% | 0% | 0% | 50.64% | 0% | 7.583e-06% | 100% | RECS, Engineering Judgment
Propane/LPG | CR10 | Average | 0% | 0% | 0% | 0% | 37.96% | 0% | 0% | 62.04% | 0% | 7.782e-05% | 100% | RECS, Engineering Judgment
Propane/LPG | CR11 | Average | 0% | 0% | 0% | 0% | 40.08% | 0% | 0% | 59.92% | 0% | 5.456e-05% | 100% | RECS, Engineering Judgment
Propane/LPG | CR12 | Average | 0% | 0% | 0% | 0% | 0% | 0% | 0% | 0% | 0% | 100% | 100% | RECS, Engineering Judgment
Electricity | CR01 | Low | 0% | 0% | 0% | 0% | 0% | 0% | 100% | 0% | 0% | 5.398e-05% | 100% | RECS, Engineering Judgment
Electricity | CR02 | Low | 7.315% | 0% | 0% | 2.245% | 0% | 0% | 90.44% | 0% | 0% | 5.744e-06% | 100% | RECS, Engineering Judgment
Electricity | CR03 | Low | 4.4% | 0% | 0% | 18.38% | 0% | 0% | 77.21% | 0% | 0% | 8.592e-06% | 100% | RECS, Engineering Judgment
Electricity | CR04 | Low | 17.4% | 0% | 0% | 5.845% | 0% | 0% | 76.76% | 0% | 0% | 4.105e-05% | 100% | RECS, Engineering Judgment
Electricity | CR05 | Low | 11.14% | 0% | 0% | 2.365% | 0% | 0% | 85.2% | 0% | 0% | 1.293% | 100% | RECS, Engineering Judgment
Electricity | CR06 | Low | 0% | 0% | 0% | 4.906% | 0% | 0% | 95.09% | 0% | 0% | 6.648e-06% | 100% | RECS, Engineering Judgment
Electricity | CR07 | Low | 13.87% | 0% | 0% | 11.4% | 0% | 0% | 74.73% | 0% | 0% | 1.094e-05% | 100% | RECS, Engineering Judgment
Electricity | CR08 | Low | 3.984% | 0% | 0% | 2.297% | 0% | 0% | 92.78% | 0% | 0% | 0.9393% | 100% | RECS, Engineering Judgment
Electricity | CR09 | Low | 9.25% | 0% | 0% | 5.074% | 0% | 0% | 84.99% | 0% | 0% | 0.6858% | 100% | RECS, Engineering Judgment
Electricity | CR10 | Low | 14.6% | 0% | 0% | 3.323% | 0% | 0% | 82.08% | 0% | 0% | 1.207e-05% | 100% | RECS, Engineering Judgment
Electricity | CR11 | Low | 60.3% | 0% | 0% | 0.7402% | 0% | 0% | 37.04% | 0% | 0% | 1.914% | 100% | RECS, Engineering Judgment
Electricity | CR12 | Low | 0% | 0% | 0% | 0% | 0% | 0% | 0% | 0% | 0% | 100% | 100% | RECS, Engineering Judgment
Fuel Oil | CR01 | Low | 0% | 0% | 0% | 0% | 0% | 0% | 0% | 0% | 0% | 100% | 100% | RECS, Engineering Judgment
Fuel Oil | CR02 | Low | 5.033% | 0% | 0% | 6.468% | 0% | 0% | 88.5% | 0% | 0% | 9.341e-06% | 100% | RECS, Engineering Judgment
Fuel Oil | CR03 | Low | 0% | 0% | 0% | 0% | 0% | 0% | 0% | 0% | 0% | 100% | 100% | N/A, but EJ just in case
Fuel Oil | CR04 | Low | 6.92% | 0% | 0% | 10.9% | 0% | 0% | 82.18% | 0% | 0% | 2.209e-06% | 100% | RECS, Engineering Judgment
Fuel Oil | CR05 | Low | 0% | 0% | 0% | 15.09% | 0% | 0% | 84.91% | 0% | 0% | 2.354e-05% | 100% | RECS, Engineering Judgment
Fuel Oil | CR06 | Low | 0% | 0% | 0% | 0% | 0% | 0% | 100% | 0% | 0% | 6.907e-05% | 100% | RECS, Engineering Judgment
Fuel Oil | CR07 | Low | 13.54% | 0% | 0% | 13.33% | 0% | 0% | 70.83% | 0% | 0% | 2.299% | 100% | RECS, Engineering Judgment
Fuel Oil | CR08 | Low | 3.205% | 0% | 0% | 19.11% | 0% | 0% | 77.68% | 0% | 0% | 1.858e-05% | 100% | RECS, Engineering Judgment
Fuel Oil | CR09 | Low | 17.19% | 0% | 0% | 0% | 0% | 0% | 82.81% | 0% | 0% | 9.975e-05% | 100% | RECS, Engineering Judgment
Fuel Oil | CR10 | Low | 0% | 0% | 0% | 0% | 0% | 0% | 100% | 0% | 0% | 0.0003793% | 100% | RECS, Engineering Judgment
Fuel Oil | CR11 | Low | 0% | 0% | 0% | 100% | 0% | 0% | 0% | 0% | 0% | 0.0007226% | 100% | RECS, Engineering Judgment
Fuel Oil | CR12 | Low | 0% | 0% | 0% | 0% | 0% | 0% | 0% | 0% | 0% | 100% | 100% | RECS, Engineering Judgment
Natural Gas | CR01 | Low | 45.03% | 0% | 0% | 0% | 0% | 0% | 54.97% | 0% | 0% | 5.981e-06% | 100% | RECS, Engineering Judgment
Natural Gas | CR02 | Low | 40.74% | 0% | 0% | 0.1486% | 0% | 0% | 59.11% | 0% | 0% | 7.021e-07% | 100% | RECS, Engineering Judgment
Natural Gas | CR03 | Low | 23.38% | 0% | 0% | 0% | 0% | 0% | 76.38% | 0% | 0% | 0.2437% | 100% | RECS, Engineering Judgment
Natural Gas | CR04 | Low | 63.79% | 0% | 0% | 0.7121% | 0% | 0% | 32.29% | 0% | 0% | 3.2% | 100% | RECS, Engineering Judgment
Natural Gas | CR05 | Low | 55.02% | 0% | 0% | 0.1443% | 0% | 0% | 44.2% | 0% | 0% | 0.6332% | 100% | RECS, Engineering Judgment
Natural Gas | CR06 | Low | 31.14% | 0% | 0% | 0% | 0% | 0% | 68.86% | 0% | 0% | 5.157e-06% | 100% | RECS, Engineering Judgment
Natural Gas | CR07 | Low | 67.78% | 0% | 0% | 0.1584% | 0% | 0% | 30.71% | 0% | 0% | 1.354% | 100% | RECS, Engineering Judgment
Natural Gas | CR08 | Low | 34.24% | 0% | 0% | 0% | 0% | 0% | 65.03% | 0% | 0% | 0.7339% | 100% | RECS, Engineering Judgment
Natural Gas | CR09 | Low | 49.74% | 0% | 0% | 0.08843% | 0% | 0% | 49.6% | 0% | 0% | 0.5765% | 100% | RECS, Engineering Judgment
Natural Gas | CR10 | Low | 64.89% | 0% | 0% | 0% | 0% | 0% | 34.16% | 0% | 0% | 0.9406% | 100% | RECS, Engineering Judgment
Natural Gas | CR11 | Low | 72.74% | 0% | 0% | 0% | 0% | 0% | 26.23% | 0% | 0% | 1.024% | 100% | RECS, Engineering Judgment
Natural Gas | CR12 | Low | 0% | 0% | 0% | 0% | 0% | 0% | 0% | 0% | 0% | 100% | 100% | RECS, Engineering Judgment
None | CR01 | Low | 0% | 0% | 0% | 0% | 0% | 0% | 0% | 0% | 0% | 100% | 100% | RECS, Engineering Judgment
None | CR02 | Low | 0% | 0% | 0% | 0% | 0% | 0% | 0% | 0% | 0% | 100% | 100% | N/A, but EJ just in case
None | CR03 | Low | 0% | 0% | 0% | 0% | 0% | 0% | 100% | 0% | 0% | 0.0001859% | 100% | RECS, Engineering Judgment
None | CR04 | Low | 0% | 0% | 0% | 0% | 0% | 0% | 0% | 0% | 0% | 100% | 100% | N/A, but EJ just in case
None | CR05 | Low | 0% | 0% | 0% | 0% | 0% | 0% | 0% | 0% | 0% | 100% | 100% | RECS, Engineering Judgment
None | CR06 | Low | 0% | 0% | 0% | 0% | 0% | 0% | 0% | 0% | 0% | 100% | 100% | N/A, but EJ just in case
None | CR07 | Low | 0% | 0% | 0% | 0% | 0% | 0% | 0% | 0% | 0% | 100% | 100% | N/A, but EJ just in case
None | CR08 | Low | 0% | 0% | 0% | 0% | 0% | 0% | 0% | 0% | 0% | 100% | 100% | N/A, but EJ just in case
None | CR09 | Low | 21.5% | 0% | 0% | 6% | 0% | 0% | 68.55% | 0% | 0% | 3.944% | 100% | RECS, Engineering Judgment
None | CR10 | Low | 48.58% | 0% | 0% | 0% | 0% | 0% | 51.42% | 0% | 0% | 0.0002128% | 100% | RECS, Engineering Judgment
None | CR11 | Low | 85.77% | 0% | 0% | 0% | 0% | 0% | 11.66% | 0% | 0% | 2.564% | 100% | RECS, Engineering Judgment
None | CR12 | Low | 13.74% | 0% | 0% | 0% | 0% | 0% | 82.96% | 0% | 0% | 3.302% | 100% | RECS, Engineering Judgment
Other Fuel | CR01 | Low | 0% | 0% | 0% | 0% | 0% | 0% | 100% | 0% | 0% | 2.872e-05% | 100% | RECS, Engineering Judgment
Other Fuel | CR02 | Low | 7.324% | 0% | 0% | 34.86% | 0% | 0% | 57.82% | 0% | 0% | 1.083e-05% | 100% | RECS, Engineering Judgment
Other Fuel | CR03 | Low | 0% | 0% | 0% | 22.96% | 0% | 0% | 77.04% | 0% | 0% | 3.306e-05% | 100% | RECS, Engineering Judgment
Other Fuel | CR04 | Low | 2.796% | 0% | 0% | 26.76% | 0% | 0% | 68.5% | 0% | 0% | 1.948% | 100% | RECS, Engineering Judgment
Other Fuel | CR05 | Low | 0% | 0% | 0% | 22.54% | 0% | 0% | 77.46% | 0% | 0% | 2.554e-05% | 100% | RECS, Engineering Judgment
Other Fuel | CR06 | Low | 0% | 0% | 0% | 5.135% | 0% | 0% | 89.56% | 0% | 0% | 5.301% | 100% | RECS, Engineering Judgment
Other Fuel | CR07 | Low | 7.732% | 0% | 0% | 23.49% | 0% | 0% | 65.29% | 0% | 0% | 3.493% | 100% | RECS, Engineering Judgment
Other Fuel | CR08 | Low | 0.6955% | 0% | 0% | 17.63% | 0% | 0% | 81.68% | 0% | 0% | 1.661e-05% | 100% | RECS, Engineering Judgment
Other Fuel | CR09 | Low | 3.863% | 0% | 0% | 32.75% | 0% | 0% | 61.17% | 0% | 0% | 2.213% | 100% | RECS, Engineering Judgment
Other Fuel | CR10 | Low | 10.53% | 0% | 0% | 17.13% | 0% | 0% | 47.17% | 0% | 0% | 25.17% | 100% | RECS, Engineering Judgment
Other Fuel | CR11 | Low | 26.98% | 0% | 0% | 19.4% | 0% | 0% | 49.02% | 0% | 0% | 4.606% | 100% | RECS, Engineering Judgment
Other Fuel | CR12 | Low | 0% | 0% | 0% | 0% | 0% | 0% | 0% | 0% | 0% | 100% | 100% | RECS, Engineering Judgment
Propane/LPG | CR01 | Low | 0% | 0% | 0% | 0% | 0% | 0% | 0% | 0% | 0% | 100% | 100% | RECS, Engineering Judgment
Propane/LPG | CR02 | Low | 2.201% | 0% | 0% | 36.79% | 0% | 0% | 61.01% | 0% | 0% | 2.758e-06% | 100% | RECS, Engineering Judgment
Propane/LPG | CR03 | Low | 0% | 0% | 0% | 54.88% | 0% | 0% | 45.12% | 0% | 0% | 1.278e-05% | 100% | RECS, Engineering Judgment
Propane/LPG | CR04 | Low | 6.354% | 0% | 0% | 32.59% | 0% | 0% | 52.31% | 0% | 0% | 8.75% | 100% | RECS, Engineering Judgment
Propane/LPG | CR05 | Low | 3.178% | 0% | 0% | 39.7% | 0% | 0% | 57.12% | 0% | 0% | 6.583e-06% | 100% | RECS, Engineering Judgment
Propane/LPG | CR06 | Low | 0% | 0% | 0% | 17.87% | 0% | 0% | 82.13% | 0% | 0% | 0.0001229% | 100% | RECS, Engineering Judgment
Propane/LPG | CR07 | Low | 2.378% | 0% | 0% | 51.63% | 0% | 0% | 45.99% | 0% | 0% | 1.653e-05% | 100% | RECS, Engineering Judgment
Propane/LPG | CR08 | Low | 0% | 0% | 0% | 24.71% | 0% | 0% | 75.29% | 0% | 0% | 1.275e-05% | 100% | RECS, Engineering Judgment
Propane/LPG | CR09 | Low | 1.906% | 0% | 0% | 47.45% | 0% | 0% | 50.64% | 0% | 0% | 7.583e-06% | 100% | RECS, Engineering Judgment
Propane/LPG | CR10 | Low | 0% | 0% | 0% | 37.96% | 0% | 0% | 62.04% | 0% | 0% | 7.782e-05% | 100% | RECS, Engineering Judgment
Propane/LPG | CR11 | Low | 0% | 0% | 0% | 40.08% | 0% | 0% | 59.92% | 0% | 0% | 5.456e-05% | 100% | RECS, Engineering Judgment
Propane/LPG | CR12 | Low | 0% | 0% | 0% | 0% | 0% | 0% | 0% | 0% | 0% | 100% | 100% | RECS, Engineering Judgment
Electricity | CR01 | Medium | 0% | 0% | 0% | 0% | 0% | 0% | 0% | 100% | 0% | 5.398e-05% | 100% | RECS, Engineering Judgment
Electricity | CR02 | Medium | 0% | 7.315% | 0% | 0% | 2.245% | 0% | 0% | 90.44% | 0% | 5.744e-06% | 100% | RECS, Engineering Judgment
Electricity | CR03 | Medium | 0% | 4.4% | 0% | 0% | 18.38% | 0% | 0% | 77.21% | 0% | 8.592e-06% | 100% | RECS, Engineering Judgment
Electricity | CR04 | Medium | 0% | 17.4% | 0% | 0% | 5.845% | 0% | 0% | 76.76% | 0% | 4.105e-05% | 100% | RECS, Engineering Judgment
Electricity | CR05 | Medium | 0% | 11.14% | 0% | 0% | 2.365% | 0% | 0% | 85.2% | 0% | 1.293% | 100% | RECS, Engineering Judgment
Electricity | CR06 | Medium | 0% | 0% | 0% | 0% | 4.906% | 0% | 0% | 95.09% | 0% | 6.648e-06% | 100% | RECS, Engineering Judgment
Electricity | CR07 | Medium | 0% | 13.87% | 0% | 0% | 11.4% | 0% | 0% | 74.73% | 0% | 1.094e-05% | 100% | RECS, Engineering Judgment
Electricity | CR08 | Medium | 0% | 3.984% | 0% | 0% | 2.297% | 0% | 0% | 92.78% | 0% | 0.9393% | 100% | RECS, Engineering Judgment
Electricity | CR09 | Medium | 0% | 9.25% | 0% | 0% | 5.074% | 0% | 0% | 84.99% | 0% | 0.6858% | 100% | RECS, Engineering Judgment
Electricity | CR10 | Medium | 0% | 14.6% | 0% | 0% | 3.323% | 0% | 0% | 82.08% | 0% | 1.207e-05% | 100% | RECS, Engineering Judgment
Electricity | CR11 | Medium | 0% | 60.3% | 0% | 0% | 0.7402% | 0% | 0% | 37.04% | 0% | 1.914% | 100% | RECS, Engineering Judgment
Electricity | CR12 | Medium | 0% | 0% | 0% | 0% | 0% | 0% | 0% | 0% | 0% | 100% | 100% | RECS, Engineering Judgment
Fuel Oil | CR01 | Medium | 0% | 0% | 0% | 0% | 0% | 0% | 0% | 0% | 0% | 100% | 100% | RECS, Engineering Judgment
Fuel Oil | CR02 | Medium | 0% | 5.033% | 0% | 0% | 6.468% | 0% | 0% | 88.5% | 0% | 9.341e-06% | 100% | RECS, Engineering Judgment
Fuel Oil | CR03 | Medium | 0% | 0% | 0% | 0% | 0% | 0% | 0% | 0% | 0% | 100% | 100% | N/A, but EJ just in case
Fuel Oil | CR04 | Medium | 0% | 6.92% | 0% | 0% | 10.9% | 0% | 0% | 82.18% | 0% | 2.209e-06% | 100% | RECS, Engineering Judgment
Fuel Oil | CR05 | Medium | 0% | 0% | 0% | 0% | 15.09% | 0% | 0% | 84.91% | 0% | 2.354e-05% | 100% | RECS, Engineering Judgment
Fuel Oil | CR06 | Medium | 0% | 0% | 0% | 0% | 0% | 0% | 0% | 100% | 0% | 6.907e-05% | 100% | RECS, Engineering Judgment
Fuel Oil | CR07 | Medium | 0% | 13.54% | 0% | 0% | 13.33% | 0% | 0% | 70.83% | 0% | 2.299% | 100% | RECS, Engineering Judgment
Fuel Oil | CR08 | Medium | 0% | 3.205% | 0% | 0% | 19.11% | 0% | 0% | 77.68% | 0% | 1.858e-05% | 100% | RECS, Engineering Judgment
Fuel Oil | CR09 | Medium | 0% | 17.19% | 0% | 0% | 0% | 0% | 0% | 82.81% | 0% | 9.975e-05% | 100% | RECS, Engineering Judgment
Fuel Oil | CR10 | Medium | 0% | 0% | 0% | 0% | 0% | 0% | 0% | 100% | 0% | 0.0003793% | 100% | RECS, Engineering Judgment
Fuel Oil | CR11 | Medium | 0% | 0% | 0% | 0% | 100% | 0% | 0% | 0% | 0% | 0.0007226% | 100% | RECS, Engineering Judgment
Fuel Oil | CR12 | Medium | 0% | 0% | 0% | 0% | 0% | 0% | 0% | 0% | 0% | 100% | 100% | RECS, Engineering Judgment
Natural Gas | CR01 | Medium | 0% | 45.03% | 0% | 0% | 0% | 0% | 0% | 54.97% | 0% | 5.981e-06% | 100% | RECS, Engineering Judgment
Natural Gas | CR02 | Medium | 0% | 40.74% | 0% | 0% | 0.1486% | 0% | 0% | 59.11% | 0% | 7.021e-07% | 100% | RECS, Engineering Judgment
Natural Gas | CR03 | Medium | 0% | 23.38% | 0% | 0% | 0% | 0% | 0% | 76.38% | 0% | 0.2437% | 100% | RECS, Engineering Judgment
Natural Gas | CR04 | Medium | 0% | 63.79% | 0% | 0% | 0.7121% | 0% | 0% | 32.29% | 0% | 3.2% | 100% | RECS, Engineering Judgment
Natural Gas | CR05 | Medium | 0% | 55.02% | 0% | 0% | 0.1443% | 0% | 0% | 44.2% | 0% | 0.6332% | 100% | RECS, Engineering Judgment
Natural Gas | CR06 | Medium | 0% | 31.14% | 0% | 0% | 0% | 0% | 0% | 68.86% | 0% | 5.157e-06% | 100% | RECS, Engineering Judgment
Natural Gas | CR07 | Medium | 0% | 67.78% | 0% | 0% | 0.1584% | 0% | 0% | 30.71% | 0% | 1.354% | 100% | RECS, Engineering Judgment
Natural Gas | CR08 | Medium | 0% | 34.24% | 0% | 0% | 0% | 0% | 0% | 65.03% | 0% | 0.7339% | 100% | RECS, Engineering Judgment
Natural Gas | CR09 | Medium | 0% | 49.74% | 0% | 0% | 0.08843% | 0% | 0% | 49.6% | 0% | 0.5765% | 100% | RECS, Engineering Judgment
Natural Gas | CR10 | Medium | 0% | 64.89% | 0% | 0% | 0% | 0% | 0% | 34.16% | 0% | 0.9406% | 100% | RECS, Engineering Judgment
Natural Gas | CR11 | Medium | 0% | 72.74% | 0% | 0% | 0% | 0% | 0% | 26.23% | 0% | 1.024% | 100% | RECS, Engineering Judgment
Natural Gas | CR12 | Medium | 0% | 0% | 0% | 0% | 0% | 0% | 0% | 0% | 0% | 100% | 100% | RECS, Engineering Judgment
None | CR01 | Medium | 0% | 0% | 0% | 0% | 0% | 0% | 0% | 0% | 0% | 100% | 100% | RECS, Engineering Judgment
None | CR02 | Medium | 0% | 0% | 0% | 0% | 0% | 0% | 0% | 0% | 0% | 100% | 100% | N/A, but EJ just in case
None | CR03 | Medium | 0% | 0% | 0% | 0% | 0% | 0% | 0% | 100% | 0% | 0.0001859% | 100% | RECS, Engineering Judgment
None | CR04 | Medium | 0% | 0% | 0% | 0% | 0% | 0% | 0% | 0% | 0% | 100% | 100% | N/A, but EJ just in case
None | CR05 | Medium | 0% | 0% | 0% | 0% | 0% | 0% | 0% | 0% | 0% | 100% | 100% | RECS, Engineering Judgment
None | CR06 | Medium | 0% | 0% | 0% | 0% | 0% | 0% | 0% | 0% | 0% | 100% | 100% | N/A, but EJ just in case
None | CR07 | Medium | 0% | 0% | 0% | 0% | 0% | 0% | 0% | 0% | 0% | 100% | 100% | N/A, but EJ just in case
None | CR08 | Medium | 0% | 0% | 0% | 0% | 0% | 0% | 0% | 0% | 0% | 100% | 100% | N/A, but EJ just in case
None | CR09 | Medium | 0% | 21.5% | 0% | 0% | 6% | 0% | 0% | 68.55% | 0% | 3.944% | 100% | RECS, Engineering Judgment
None | CR10 | Medium | 0% | 48.58% | 0% | 0% | 0% | 0% | 0% | 51.42% | 0% | 0.0002128% | 100% | RECS, Engineering Judgment
None | CR11 | Medium | 0% | 85.77% | 0% | 0% | 0% | 0% | 0% | 11.66% | 0% | 2.564% | 100% | RECS, Engineering Judgment
None | CR12 | Medium | 0% | 13.74% | 0% | 0% | 0% | 0% | 0% | 82.96% | 0% | 3.302% | 100% | RECS, Engineering Judgment
Other Fuel | CR01 | Medium | 0% | 0% | 0% | 0% | 0% | 0% | 0% | 100% | 0% | 2.872e-05% | 100% | RECS, Engineering Judgment
Other Fuel | CR02 | Medium | 0% | 7.324% | 0% | 0% | 34.86% | 0% | 0% | 57.82% | 0% | 1.083e-05% | 100% | RECS, Engineering Judgment
Other Fuel | CR03 | Medium | 0% | 0% | 0% | 0% | 22.96% | 0% | 0% | 77.04% | 0% | 3.306e-05% | 100% | RECS, Engineering Judgment
Other Fuel | CR04 | Medium | 0% | 2.796% | 0% | 0% | 26.76% | 0% | 0% | 68.5% | 0% | 1.948% | 100% | RECS, Engineering Judgment
Other Fuel | CR05 | Medium | 0% | 0% | 0% | 0% | 22.54% | 0% | 0% | 77.46% | 0% | 2.554e-05% | 100% | RECS, Engineering Judgment
Other Fuel | CR06 | Medium | 0% | 0% | 0% | 0% | 5.135% | 0% | 0% | 89.56% | 0% | 5.301% | 100% | RECS, Engineering Judgment
Other Fuel | CR07 | Medium | 0% | 7.732% | 0% | 0% | 23.49% | 0% | 0% | 65.29% | 0% | 3.493% | 100% | RECS, Engineering Judgment
Other Fuel | CR08 | Medium | 0% | 0.6955% | 0% | 0% | 17.63% | 0% | 0% | 81.68% | 0% | 1.661e-05% | 100% | RECS, Engineering Judgment
Other Fuel | CR09 | Medium | 0% | 3.863% | 0% | 0% | 32.75% | 0% | 0% | 61.17% | 0% | 2.213% | 100% | RECS, Engineering Judgment
Other Fuel | CR10 | Medium | 0% | 10.53% | 0% | 0% | 17.13% | 0% | 0% | 47.17% | 0% | 25.17% | 100% | RECS, Engineering Judgment
Other Fuel | CR11 | Medium | 0% | 26.98% | 0% | 0% | 19.4% | 0% | 0% | 49.02% | 0% | 4.606% | 100% | RECS, Engineering Judgment
Other Fuel | CR12 | Medium | 0% | 0% | 0% | 0% | 0% | 0% | 0% | 0% | 0% | 100% | 100% | RECS, Engineering Judgment
Propane/LPG | CR01 | Medium | 0% | 0% | 0% | 0% | 0% | 0% | 0% | 0% | 0% | 100% | 100% | RECS, Engineering Judgment
Propane/LPG | CR02 | Medium | 0% | 2.201% | 0% | 0% | 36.79% | 0% | 0% | 61.01% | 0% | 2.758e-06% | 100% | RECS, Engineering Judgment
Propane/LPG | CR03 | Medium | 0% | 0% | 0% | 0% | 54.88% | 0% | 0% | 45.12% | 0% | 1.278e-05% | 100% | RECS, Engineering Judgment
Propane/LPG | CR04 | Medium | 0% | 6.354% | 0% | 0% | 32.59% | 0% | 0% | 52.31% | 0% | 8.75% | 100% | RECS, Engineering Judgment
Propane/LPG | CR05 | Medium | 0% | 3.178% | 0% | 0% | 39.7% | 0% | 0% | 57.12% | 0% | 6.583e-06% | 100% | RECS, Engineering Judgment
Propane/LPG | CR06 | Medium | 0% | 0% | 0% | 0% | 17.87% | 0% | 0% | 82.13% | 0% | 0.0001229% | 100% | RECS, Engineering Judgment
Propane/LPG | CR07 | Medium | 0% | 2.378% | 0% | 0% | 51.63% | 0% | 0% | 45.99% | 0% | 1.653e-05% | 100% | RECS, Engineering Judgment
Propane/LPG | CR08 | Medium | 0% | 0% | 0% | 0% | 24.71% | 0% | 0% | 75.29% | 0% | 1.275e-05% | 100% | RECS, Engineering Judgment
Propane/LPG | CR09 | Medium | 0% | 1.906% | 0% | 0% | 47.45% | 0% | 0% | 50.64% | 0% | 7.583e-06% | 100% | RECS, Engineering Judgment
Propane/LPG | CR10 | Medium | 0% | 0% | 0% | 0% | 37.96% | 0% | 0% | 62.04% | 0% | 7.782e-05% | 100% | RECS, Engineering Judgment
Propane/LPG | CR11 | Medium | 0% | 0% | 0% | 0% | 40.08% | 0% | 0% | 59.92% | 0% | 5.456e-05% | 100% | RECS, Engineering Judgment
Propane/LPG | CR12 | Medium | 0% | 0% | 0% | 0% | 0% | 0% | 0% | 0% | 0% | 100% | 100% | RECS, Engineering Judgment
Electricity | CR01 | High | 0% | 0% | 0% | 0% | 0% | 0% | 0% | 0% | 100% | 5.398e-05% | 100% | RECS, Engineering Judgment
Electricity | CR02 | High | 0% | 0% | 7.315% | 0% | 0% | 2.245% | 0% | 0% | 90.44% | 5.744e-06% | 100% | RECS, Engineering Judgment
Electricity | CR03 | High | 0% | 0% | 4.4% | 0% | 0% | 18.38% | 0% | 0% | 77.21% | 8.592e-06% | 100% | RECS, Engineering Judgment
Electricity | CR04 | High | 0% | 0% | 17.4% | 0% | 0% | 5.845% | 0% | 0% | 76.76% | 4.105e-05% | 100% | RECS, Engineering Judgment
Electricity | CR05 | High | 0% | 0% | 11.14% | 0% | 0% | 2.365% | 0% | 0% | 85.2% | 1.293% | 100% | RECS, Engineering Judgment
Electricity | CR06 | High | 0% | 0% | 0% | 0% | 0% | 4.906% | 0% | 0% | 95.09% | 6.648e-06% | 100% | RECS, Engineering Judgment
Electricity | CR07 | High | 0% | 0% | 13.87% | 0% | 0% | 11.4% | 0% | 0% | 74.73% | 1.094e-05% | 100% | RECS, Engineering Judgment
Electricity | CR08 | High | 0% | 0% | 3.984% | 0% | 0% | 2.297% | 0% | 0% | 92.78% | 0.9393% | 100% | RECS, Engineering Judgment
Electricity | CR09 | High | 0% | 0% | 9.25% | 0% | 0% | 5.074% | 0% | 0% | 84.99% | 0.6858% | 100% | RECS, Engineering Judgment
Electricity | CR10 | High | 0% | 0% | 14.6% | 0% | 0% | 3.323% | 0% | 0% | 82.08% | 1.207e-05% | 100% | RECS, Engineering Judgment
Electricity | CR11 | High | 0% | 0% | 60.3% | 0% | 0% | 0.7402% | 0% | 0% | 37.04% | 1.914% | 100% | RECS, Engineering Judgment
Electricity | CR12 | High | 0% | 0% | 0% | 0% | 0% | 0% | 0% | 0% | 0% | 100% | 100% | RECS, Engineering Judgment
Fuel Oil | CR01 | High | 0% | 0% | 0% | 0% | 0% | 0% | 0% | 0% | 0% | 100% | 100% | RECS, Engineering Judgment
Fuel Oil | CR02 | High | 0% | 0% | 5.033% | 0% | 0% | 6.468% | 0% | 0% | 88.5% | 9.341e-06% | 100% | RECS, Engineering Judgment
Fuel Oil | CR03 | High | 0% | 0% | 0% | 0% | 0% | 0% | 0% | 0% | 0% | 100% | 100% | N/A, but EJ just in case
Fuel Oil | CR04 | High | 0% | 0% | 6.92% | 0% | 0% | 10.9% | 0% | 0% | 82.18% | 2.209e-06% | 100% | RECS, Engineering Judgment
Fuel Oil | CR05 | High | 0% | 0% | 0% | 0% | 0% | 15.09% | 0% | 0% | 84.91% | 2.354e-05% | 100% | RECS, Engineering Judgment
Fuel Oil | CR06 | High | 0% | 0% | 0% | 0% | 0% | 0% | 0% | 0% | 100% | 6.907e-05% | 100% | RECS, Engineering Judgment
Fuel Oil | CR07 | High | 0% | 0% | 13.54% | 0% | 0% | 13.33% | 0% | 0% | 70.83% | 2.299% | 100% | RECS, Engineering Judgment
Fuel Oil | CR08 | High | 0% | 0% | 3.205% | 0% | 0% | 19.11% | 0% | 0% | 77.68% | 1.858e-05% | 100% | RECS, Engineering Judgment
Fuel Oil | CR09 | High | 0% | 0% | 17.19% | 0% | 0% | 0% | 0% | 0% | 82.81% | 9.975e-05% | 100% | RECS, Engineering Judgment
Fuel Oil | CR10 | High | 0% | 0% | 0% | 0% | 0% | 0% | 0% | 0% | 100% | 0.0003793% | 100% | RECS, Engineering Judgment
Fuel Oil | CR11 | High | 0% | 0% | 0% | 0% | 0% | 100% | 0% | 0% | 0% | 0.0007226% | 100% | RECS, Engineering Judgment
Fuel Oil | CR12 | High | 0% | 0% | 0% | 0% | 0% | 0% | 0% | 0% | 0% | 100% | 100% | RECS, Engineering Judgment
Natural Gas | CR01 | High | 0% | 0% | 45.03% | 0% | 0% | 0% | 0% | 0% | 54.97% | 5.981e-06% | 100% | RECS, Engineering Judgment
Natural Gas | CR02 | High | 0% | 0% | 40.74% | 0% | 0% | 0.1486% | 0% | 0% | 59.11% | 7.021e-07% | 100% | RECS, Engineering Judgment
Natural Gas | CR03 | High | 0% | 0% | 23.38% | 0% | 0% | 0% | 0% | 0% | 76.38% | 0.2437% | 100% | RECS, Engineering Judgment
Natural Gas | CR04 | High | 0% | 0% | 63.79% | 0% | 0% | 0.7121% | 0% | 0% | 32.29% | 3.2% | 100% | RECS, Engineering Judgment
Natural Gas | CR05 | High | 0% | 0% | 55.02% | 0% | 0% | 0.1443% | 0% | 0% | 44.2% | 0.6332% | 100% | RECS, Engineering Judgment
Natural Gas | CR06 | High | 0% | 0% | 31.14% | 0% | 0% | 0% | 0% | 0% | 68.86% | 5.157e-06% | 100% | RECS, Engineering Judgment
Natural Gas | CR07 | High | 0% | 0% | 67.78% | 0% | 0% | 0.1584% | 0% | 0% | 30.71% | 1.354% | 100% | RECS, Engineering Judgment
Natural Gas | CR08 | High | 0% | 0% | 34.24% | 0% | 0% | 0% | 0% | 0% | 65.03% | 0.7339% | 100% | RECS, Engineering Judgment
Natural Gas | CR09 | High | 0% | 0% | 49.74% | 0% | 0% | 0.08843% | 0% | 0% | 49.6% | 0.5765% | 100% | RECS, Engineering Judgment
Natural Gas | CR10 | High | 0% | 0% | 64.89% | 0% | 0% | 0% | 0% | 0% | 34.16% | 0.9406% | 100% | RECS, Engineering Judgment
Natural Gas | CR11 | High | 0% | 0% | 72.74% | 0% | 0% | 0% | 0% | 0% | 26.23% | 1.024% | 100% | RECS, Engineering Judgment
Natural Gas | CR12 | High | 0% | 0% | 0% | 0% | 0% | 0% | 0% | 0% | 0% | 100% | 100% | RECS, Engineering Judgment
None | CR01 | High | 0% | 0% | 0% | 0% | 0% | 0% | 0% | 0% | 0% | 100% | 100% | RECS, Engineering Judgment
None | CR02 | High | 0% | 0% | 0% | 0% | 0% | 0% | 0% | 0% | 0% | 100% | 100% | N/A, but EJ just in case
None | CR03 | High | 0% | 0% | 0% | 0% | 0% | 0% | 0% | 0% | 100% | 0.0001859% | 100% | RECS, Engineering Judgment
None | CR04 | High | 0% | 0% | 0% | 0% | 0% | 0% | 0% | 0% | 0% | 100% | 100% | N/A, but EJ just in case
None | CR05 | High | 0% | 0% | 0% | 0% | 0% | 0% | 0% | 0% | 0% | 100% | 100% | RECS, Engineering Judgment
None | CR06 | High | 0% | 0% | 0% | 0% | 0% | 0% | 0% | 0% | 0% | 100% | 100% | N/A, but EJ just in case
None | CR07 | High | 0% | 0% | 0% | 0% | 0% | 0% | 0% | 0% | 0% | 100% | 100% | N/A, but EJ just in case
None | CR08 | High | 0% | 0% | 0% | 0% | 0% | 0% | 0% | 0% | 0% | 100% | 100% | N/A, but EJ just in case
None | CR09 | High | 0% | 0% | 21.5% | 0% | 0% | 6% | 0% | 0% | 68.55% | 3.944% | 100% | RECS, Engineering Judgment
None | CR10 | High | 0% | 0% | 48.58% | 0% | 0% | 0% | 0% | 0% | 51.42% | 0.0002128% | 100% | RECS, Engineering Judgment
None | CR11 | High | 0% | 0% | 85.77% | 0% | 0% | 0% | 0% | 0% | 11.66% | 2.564% | 100% | RECS, Engineering Judgment
None | CR12 | High | 0% | 0% | 13.74% | 0% | 0% | 0% | 0% | 0% | 82.96% | 3.302% | 100% | RECS, Engineering Judgment
Other Fuel | CR01 | High | 0% | 0% | 0% | 0% | 0% | 0% | 0% | 0% | 100% | 2.872e-05% | 100% | RECS, Engineering Judgment
Other Fuel | CR02 | High | 0% | 0% | 7.324% | 0% | 0% | 34.86% | 0% | 0% | 57.82% | 1.083e-05% | 100% | RECS, Engineering Judgment
Other Fuel | CR03 | High | 0% | 0% | 0% | 0% | 0% | 22.96% | 0% | 0% | 77.04% | 3.306e-05% | 100% | RECS, Engineering Judgment
Other Fuel | CR04 | High | 0% | 0% | 2.796% | 0% | 0% | 26.76% | 0% | 0% | 68.5% | 1.948% | 100% | RECS, Engineering Judgment
Other Fuel | CR05 | High | 0% | 0% | 0% | 0% | 0% | 22.54% | 0% | 0% | 77.46% | 2.554e-05% | 100% | RECS, Engineering Judgment
Other Fuel | CR06 | High | 0% | 0% | 0% | 0% | 0% | 5.135% | 0% | 0% | 89.56% | 5.301% | 100% | RECS, Engineering Judgment
Other Fuel | CR07 | High | 0% | 0% | 7.732% | 0% | 0% | 23.49% | 0% | 0% | 65.29% | 3.493% | 100% | RECS, Engineering Judgment
Other Fuel | CR08 | High | 0% | 0% | 0.6955% | 0% | 0% | 17.63% | 0% | 0% | 81.68% | 1.661e-05% | 100% | RECS, Engineering Judgment
Other Fuel | CR09 | High | 0% | 0% | 3.863% | 0% | 0% | 32.75% | 0% | 0% | 61.17% | 2.213% | 100% | RECS, Engineering Judgment
Other Fuel | CR10 | High | 0% | 0% | 10.53% | 0% | 0% | 17.13% | 0% | 0% | 47.17% | 25.17% | 100% | RECS, Engineering Judgment
Other Fuel | CR11 | High | 0% | 0% | 26.98% | 0% | 0% | 19.4% | 0% | 0% | 49.02% | 4.606% | 100% | RECS, Engineering Judgment
Other Fuel | CR12 | High | 0% | 0% | 0% | 0% | 0% | 0% | 0% | 0% | 0% | 100% | 100% | RECS, Engineering Judgment
Propane/LPG | CR01 | High | 0% | 0% | 0% | 0% | 0% | 0% | 0% | 0% | 0% | 100% | 100% | RECS, Engineering Judgment
Propane/LPG | CR02 | High | 0% | 0% | 2.201% | 0% | 0% | 36.79% | 0% | 0% | 61.01% | 2.758e-06% | 100% | RECS, Engineering Judgment
Propane/LPG | CR03 | High | 0% | 0% | 0% | 0% | 0% | 54.88% | 0% | 0% | 45.12% | 1.278e-05% | 100% | RECS, Engineering Judgment
Propane/LPG | CR04 | High | 0% | 0% | 6.354% | 0% | 0% | 32.59% | 0% | 0% | 52.31% | 8.75% | 100% | RECS, Engineering Judgment
Propane/LPG | CR05 | High | 0% | 0% | 3.178% | 0% | 0% | 39.7% | 0% | 0% | 57.12% | 6.583e-06% | 100% | RECS, Engineering Judgment
Propane/LPG | CR06 | High | 0% | 0% | 0% | 0% | 0% | 17.87% | 0% | 0% | 82.13% | 0.0001229% | 100% | RECS, Engineering Judgment
Propane/LPG | CR07 | High | 0% | 0% | 2.378% | 0% | 0% | 51.63% | 0% | 0% | 45.99% | 1.653e-05% | 100% | RECS, Engineering Judgment
Propane/LPG | CR08 | High | 0% | 0% | 0% | 0% | 0% | 24.71% | 0% | 0% | 75.29% | 1.275e-05% | 100% | RECS, Engineering Judgment
Propane/LPG | CR09 | High | 0% | 0% | 1.906% | 0% | 0% | 47.45% | 0% | 0% | 50.64% | 7.583e-06% | 100% | RECS, Engineering Judgment
Propane/LPG | CR10 | High | 0% | 0% | 0% | 0% | 0% | 37.96% | 0% | 0% | 62.04% | 7.782e-05% | 100% | RECS, Engineering Judgment
Propane/LPG | CR11 | High | 0% | 0% | 0% | 0% | 0% | 40.08% | 0% | 0% | 59.92% | 5.456e-05% | 100% | RECS, Engineering Judgment
Propane/LPG | CR12 | High | 0% | 0% | 0% | 0% | 0% | 0% | 0% | 0% | 0% | 100% | 100% | RECS, Engineering Judgment

## DW
| Dishwasher | Dishwasher | Dishwasher | Dishwasher | Dishwasher | Dishwasher
Usage Level | 318 Rated kWh, 80% Usage | 318 Rated kWh | 318 Rated kWh, 120% Usage | 290 Rated kWh, 80% Usage | 290 Rated kWh | 290 Rated kWh, 120% Usage | Check Sum | Source
Low | 35.99% | 0% | 0% | 64.01% | 0% | 0% | 100% | RECS 2009, EJ for usage
Medium | 0% | 35.99% | 0% | 0% | 64.01% | 0% | 100% | RECS 2009, EJ for usage
High | 0% | 0% | 35.99% | 0% | 0% | 64.01% | 100% | RECS 2009, EJ for usage
Average | 0% | 35.99% | 0% | 0% | 64.01% | 0% | 100% | RECS 2009, EJ for usage

## CW
| Clothes Washer | Clothes Washer | Clothes Washer | Clothes Washer | Clothes Washer | Clothes Washer
Usage Level | Standard, 80% Usage | Standard | Standard, 120% Usage | EnergyStar, 80% Usage | EnergyStar | EnergyStar, 120% Usage | Check Sum | Source
Low | 35.38% |  |  | 64.62% |  |  | 100% | RECS 2009, EJ for usage
Medium |  | 35.38% |  |  | 64.62% |  | 100% | RECS 2009, EJ for usage
High |  |  | 35.38% |  |  | 64.62% | 100% | RECS 2009, EJ for usage
Average |  | 35.38% |  |  | 64.62% |  | 100% | RECS 2009, EJ for usage
Complete.

## CD
|  |  | Clothes Dryer | Clothes Dryer | Clothes Dryer | Clothes Dryer | Clothes Dryer | Clothes Dryer | Clothes Dryer | Clothes Dryer | Clothes Dryer | Clothes Dryer
Heating Fuel | Location | Usage Level | Gas, 80% Usage | Gas | Gas, 120% Usage | Propane, 80% Usage | Propane | Propane, 120% Usage | Electric, 80% Usage | Electric | Electric, 120% Usage | None | Check Sum | Source
Electricity | CR01 | Average | 0% | 0% | 0% | 0% | 0% | 0% | 0% | 100% | 0% | 5.398e-05% | 100% | RECS, Engineering Judgment
Electricity | CR02 | Average | 0% | 3.533% | 0% | 0% | 2.024% | 0% | 0% | 92.95% | 0% | 1.491% | 100% | RECS, Engineering Judgment
Electricity | CR03 | Average | 0% | 1.473% | 0% | 0% | 0% | 0% | 0% | 75.74% | 0% | 22.79% | 100% | RECS, Engineering Judgment
Electricity | CR04 | Average | 0% | 0% | 0% | 0% | 0% | 0% | 0% | 94.16% | 0% | 5.845% | 100% | RECS, Engineering Judgment
Electricity | CR05 | Average | 0% | 4.439% | 0% | 0% | 2.235% | 0% | 0% | 86.23% | 0% | 7.101% | 100% | RECS, Engineering Judgment
Electricity | CR06 | Average | 0% | 0% | 0% | 0% | 1.026% | 0% | 0% | 94.8% | 0% | 4.173% | 100% | RECS, Engineering Judgment
Electricity | CR07 | Average | 0% | 3.192% | 0% | 0% | 2.743% | 0% | 0% | 78.87% | 0% | 15.19% | 100% | RECS, Engineering Judgment
Electricity | CR08 | Average | 0% | 0.5808% | 0% | 0% | 1.262% | 0% | 0% | 95.1% | 0% | 3.061% | 100% | RECS, Engineering Judgment
Electricity | CR09 | Average | 0% | 2.243% | 0% | 0% | 0.5289% | 0% | 0% | 92.28% | 0% | 4.944% | 100% | RECS, Engineering Judgment
Electricity | CR10 | Average | 0% | 8.613% | 0% | 0% | 0% | 0% | 0% | 84.54% | 0% | 6.847% | 100% | RECS, Engineering Judgment
Electricity | CR11 | Average | 0% | 31.44% | 0% | 0% | 0% | 0% | 0% | 62.88% | 0% | 5.674% | 100% | RECS, Engineering Judgment
Electricity | CR12 | Average | 0% | 0% | 0% | 0% | 0% | 0% | 0% | 0% | 0% | 100% | 100% | RECS, Engineering Judgment
Fuel Oil | CR01 | Average | 0% | 0% | 0% | 0% | 0% | 0% | 0% | 0% | 0% | 100% | 100% | RECS, Engineering Judgment
Fuel Oil | CR02 | Average | 0% | 5.592% | 0% | 0% | 0% | 0% | 0% | 92.12% | 0% | 2.291% | 100% | RECS, Engineering Judgment
Fuel Oil | CR03 | Average | 0% | 0% | 0% | 0% | 0% | 0% | 0% | 0% | 0% | 100% | 100% | RECS, Engineering Judgment
Fuel Oil | CR04 | Average | 0% | 2.054% | 0% | 0% | 2.114% | 0% | 0% | 90.37% | 0% | 5.467% | 100% | RECS, Engineering Judgment
Fuel Oil | CR05 | Average | 0% | 0% | 0% | 0% | 0% | 0% | 0% | 100% | 0% | 2.354e-05% | 100% | RECS, Engineering Judgment
Fuel Oil | CR06 | Average | 0% | 0% | 0% | 0% | 0% | 0% | 0% | 100% | 0% | 6.907e-05% | 100% | RECS, Engineering Judgment
Fuel Oil | CR07 | Average | 0% | 3.846% | 0% | 0% | 2.269% | 0% | 0% | 84.06% | 0% | 9.827% | 100% | RECS, Engineering Judgment
Fuel Oil | CR08 | Average | 0% | 0% | 0% | 0% | 2.395% | 0% | 0% | 91.11% | 0% | 6.493% | 100% | RECS, Engineering Judgment
Fuel Oil | CR09 | Average | 0% | 0% | 0% | 0% | 0% | 0% | 0% | 100% | 0% | 9.975e-05% | 100% | RECS, Engineering Judgment
Fuel Oil | CR10 | Average | 0% | 0% | 0% | 0% | 0% | 0% | 0% | 100% | 0% | 0.0003793% | 100% | RECS, Engineering Judgment
Fuel Oil | CR11 | Average | 0% | 0% | 0% | 0% | 100% | 0% | 0% | 0% | 0% | 0.0007226% | 100% | RECS, Engineering Judgment
Fuel Oil | CR12 | Average | 0% | 0% | 0% | 0% | 0% | 0% | 0% | 0% | 0% | 100% | 100% | RECS, Engineering Judgment
Natural Gas | CR01 | Average | 0% | 23.22% | 0% | 0% | 0% | 0% | 0% | 69.65% | 0% | 7.139% | 100% | RECS, Engineering Judgment
Natural Gas | CR02 | Average | 0% | 29.59% | 0% | 0% | 0% | 0% | 0% | 67.21% | 0% | 3.2% | 100% | RECS, Engineering Judgment
Natural Gas | CR03 | Average | 0% | 12.14% | 0% | 0% | 0% | 0% | 0% | 83.4% | 0% | 4.46% | 100% | RECS, Engineering Judgment
Natural Gas | CR04 | Average | 0% | 33.01% | 0% | 0% | 0% | 0% | 0% | 63.29% | 0% | 3.704% | 100% | RECS, Engineering Judgment
Natural Gas | CR05 | Average | 0% | 42.61% | 0% | 0% | 0% | 0% | 0% | 53.35% | 0% | 4.038% | 100% | RECS, Engineering Judgment
Natural Gas | CR06 | Average | 0% | 10.38% | 0% | 0% | 0% | 0% | 0% | 87.69% | 0% | 1.921% | 100% | RECS, Engineering Judgment
Natural Gas | CR07 | Average | 0% | 54.41% | 0% | 0% | 0% | 0% | 0% | 40.67% | 0% | 4.92% | 100% | RECS, Engineering Judgment
Natural Gas | CR08 | Average | 0% | 12.03% | 0% | 0% | 0% | 0% | 0% | 85.77% | 0% | 2.193% | 100% | RECS, Engineering Judgment
Natural Gas | CR09 | Average | 0% | 16.88% | 0% | 0% | 0.08072% | 0% | 0% | 78.38% | 0% | 4.652% | 100% | RECS, Engineering Judgment
Natural Gas | CR10 | Average | 0% | 32.21% | 0% | 0% | 0% | 0% | 0% | 61.03% | 0% | 6.768% | 100% | RECS, Engineering Judgment
Natural Gas | CR11 | Average | 0% | 61.32% | 0% | 0% | 0.1443% | 0% | 0% | 35.29% | 0% | 3.245% | 100% | RECS, Engineering Judgment
Natural Gas | CR12 | Average | 0% | 0% | 0% | 0% | 0% | 0% | 0% | 0% | 0% | 100% | 100% | RECS, Engineering Judgment
None | CR01 | Average | 0% | 0% | 0% | 0% | 0% | 0% | 0% | 0% | 0% | 100% | 100% | RECS, Engineering Judgment
None | CR02 | Average | 0% | 0% | 0% | 0% | 0% | 0% | 0% | 0% | 0% | 100% | 100% | N/A, but EJ just in case
None | CR03 | Average | 0% | 0% | 0% | 0% | 0% | 0% | 0% | 100% | 0% | 0.0001859% | 100% | RECS, Engineering Judgment
None | CR04 | Average | 0% | 0% | 0% | 0% | 0% | 0% | 0% | 0% | 0% | 100% | 100% | N/A, but EJ just in case
None | CR05 | Average | 0% | 0% | 0% | 0% | 0% | 0% | 0% | 0% | 0% | 100% | 100% | RECS, Engineering Judgment
None | CR06 | Average | 0% | 0% | 0% | 0% | 0% | 0% | 0% | 0% | 0% | 100% | 100% | N/A, but EJ just in case
None | CR07 | Average | 0% | 0% | 0% | 0% | 0% | 0% | 0% | 0% | 0% | 100% | 100% | N/A, but EJ just in case
None | CR08 | Average | 0% | 0% | 0% | 0% | 0% | 0% | 0% | 0% | 0% | 100% | 100% | N/A, but EJ just in case
None | CR09 | Average | 0% | 5.813% | 0% | 0% | 1.717% | 0% | 0% | 66.18% | 0% | 26.29% | 100% | RECS, Engineering Judgment
None | CR10 | Average | 0% | 22.45% | 0% | 0% | 0% | 0% | 0% | 77.55% | 0% | 0.0002128% | 100% | RECS, Engineering Judgment
None | CR11 | Average | 0% | 56.56% | 0% | 0% | 0% | 0% | 0% | 24.57% | 0% | 18.87% | 100% | RECS, Engineering Judgment
None | CR12 | Average | 0% | 3.302% | 0% | 0% | 0% | 0% | 0% | 69.95% | 0% | 26.75% | 100% | RECS, Engineering Judgment
Other Fuel | CR01 | Average | 0% | 0% | 0% | 0% | 0% | 0% | 0% | 100% | 0% | 2.872e-05% | 100% | RECS, Engineering Judgment
Other Fuel | CR02 | Average | 0% | 7.324% | 0% | 0% | 0% | 0% | 0% | 79.76% | 0% | 12.91% | 100% | RECS, Engineering Judgment
Other Fuel | CR03 | Average | 0% | 0% | 0% | 0% | 22.96% | 0% | 0% | 77.04% | 0% | 3.306e-05% | 100% | RECS, Engineering Judgment
Other Fuel | CR04 | Average | 0% | 1.415% | 0% | 0% | 1.874% | 0% | 0% | 91.64% | 0% | 5.076% | 100% | RECS, Engineering Judgment
Other Fuel | CR05 | Average | 0% | 6.543% | 0% | 0% | 0% | 0% | 0% | 84.07% | 0% | 9.391% | 100% | RECS, Engineering Judgment
Other Fuel | CR06 | Average | 0% | 0% | 0% | 0% | 0% | 0% | 0% | 94.7% | 0% | 5.301% | 100% | RECS, Engineering Judgment
Other Fuel | CR07 | Average | 0% | 5.51% | 0% | 0% | 0% | 0% | 0% | 82.08% | 0% | 12.41% | 100% | RECS, Engineering Judgment
Other Fuel | CR08 | Average | 0% | 0% | 0% | 0% | 2.034% | 0% | 0% | 90.07% | 0% | 7.893% | 100% | RECS, Engineering Judgment
Other Fuel | CR09 | Average | 0% | 1.591% | 0% | 0% | 0% | 0% | 0% | 68.91% | 0% | 29.5% | 100% | RECS, Engineering Judgment
Other Fuel | CR10 | Average | 0% | 0% | 0% | 0% | 9.491% | 0% | 0% | 65.34% | 0% | 25.17% | 100% | RECS, Engineering Judgment
Other Fuel | CR11 | Average | 0% | 30.52% | 0% | 0% | 5.631% | 0% | 0% | 58.18% | 0% | 5.669% | 100% | RECS, Engineering Judgment
Other Fuel | CR12 | Average | 0% | 0% | 0% | 0% | 0% | 0% | 0% | 0% | 0% | 100% | 100% | RECS, Engineering Judgment
Propane/LPG | CR01 | Average | 0% | 0% | 0% | 0% | 0% | 0% | 0% | 0% | 0% | 100% | 100% | RECS, Engineering Judgment
Propane/LPG | CR02 | Average | 0% | 0% | 0% | 0% | 20.62% | 0% | 0% | 76.96% | 0% | 2.418% | 100% | RECS, Engineering Judgment
Propane/LPG | CR03 | Average | 0% | 0% | 0% | 0% | 0% | 0% | 0% | 100% | 0% | 1.278e-05% | 100% | RECS, Engineering Judgment
Propane/LPG | CR04 | Average | 0% | 0% | 0% | 0% | 8.75% | 0% | 0% | 91.25% | 0% | 4.478e-05% | 100% | RECS, Engineering Judgment
Propane/LPG | CR05 | Average | 0% | 0% | 0% | 0% | 15.75% | 0% | 0% | 84.25% | 0% | 6.583e-06% | 100% | RECS, Engineering Judgment
Propane/LPG | CR06 | Average | 0% | 0% | 0% | 0% | 0% | 0% | 0% | 100% | 0% | 0.0001229% | 100% | RECS, Engineering Judgment
Propane/LPG | CR07 | Average | 0% | 2.378% | 0% | 0% | 24.75% | 0% | 0% | 69.37% | 0% | 3.51% | 100% | RECS, Engineering Judgment
Propane/LPG | CR08 | Average | 0% | 0% | 0% | 0% | 4.148% | 0% | 0% | 94.26% | 0% | 1.596% | 100% | RECS, Engineering Judgment
Propane/LPG | CR09 | Average | 0% | 0% | 0% | 0% | 8.668% | 0% | 0% | 85.5% | 0% | 5.832% | 100% | RECS, Engineering Judgment
Propane/LPG | CR10 | Average | 0% | 0% | 0% | 0% | 0% | 0% | 0% | 100% | 0% | 7.782e-05% | 100% | RECS, Engineering Judgment
Propane/LPG | CR11 | Average | 0% | 0% | 0% | 0% | 21.25% | 0% | 0% | 74.36% | 0% | 4.389% | 100% | RECS, Engineering Judgment
Propane/LPG | CR12 | Average | 0% | 0% | 0% | 0% | 0% | 0% | 0% | 0% | 0% | 100% | 100% | RECS, Engineering Judgment
Electricity | CR01 | Low | 0% | 0% | 0% | 0% | 0% | 0% | 100% | 0% | 0% | 5.398e-05% | 100% | RECS, Engineering Judgment
Electricity | CR02 | Low | 3.533% | 0% | 0% | 2.024% | 0% | 0% | 92.95% | 0% | 0% | 1.491% | 100% | RECS, Engineering Judgment
Electricity | CR03 | Low | 1.473% | 0% | 0% | 0% | 0% | 0% | 75.74% | 0% | 0% | 22.79% | 100% | RECS, Engineering Judgment
Electricity | CR04 | Low | 0% | 0% | 0% | 0% | 0% | 0% | 94.16% | 0% | 0% | 5.845% | 100% | RECS, Engineering Judgment
Electricity | CR05 | Low | 4.439% | 0% | 0% | 2.235% | 0% | 0% | 86.23% | 0% | 0% | 7.101% | 100% | RECS, Engineering Judgment
Electricity | CR06 | Low | 0% | 0% | 0% | 1.026% | 0% | 0% | 94.8% | 0% | 0% | 4.173% | 100% | RECS, Engineering Judgment
Electricity | CR07 | Low | 3.192% | 0% | 0% | 2.743% | 0% | 0% | 78.87% | 0% | 0% | 15.19% | 100% | RECS, Engineering Judgment
Electricity | CR08 | Low | 0.5808% | 0% | 0% | 1.262% | 0% | 0% | 95.1% | 0% | 0% | 3.061% | 100% | RECS, Engineering Judgment
Electricity | CR09 | Low | 2.243% | 0% | 0% | 0.5289% | 0% | 0% | 92.28% | 0% | 0% | 4.944% | 100% | RECS, Engineering Judgment
Electricity | CR10 | Low | 8.613% | 0% | 0% | 0% | 0% | 0% | 84.54% | 0% | 0% | 6.847% | 100% | RECS, Engineering Judgment
Electricity | CR11 | Low | 31.44% | 0% | 0% | 0% | 0% | 0% | 62.88% | 0% | 0% | 5.674% | 100% | RECS, Engineering Judgment
Electricity | CR12 | Low | 0% | 0% | 0% | 0% | 0% | 0% | 0% | 0% | 0% | 100% | 100% | RECS, Engineering Judgment
Fuel Oil | CR01 | Low | 0% | 0% | 0% | 0% | 0% | 0% | 0% | 0% | 0% | 100% | 100% | RECS, Engineering Judgment
Fuel Oil | CR02 | Low | 5.592% | 0% | 0% | 0% | 0% | 0% | 92.12% | 0% | 0% | 2.291% | 100% | RECS, Engineering Judgment
Fuel Oil | CR03 | Low | 0% | 0% | 0% | 0% | 0% | 0% | 0% | 0% | 0% | 100% | 100% | N/A, but EJ just in case
Fuel Oil | CR04 | Low | 2.054% | 0% | 0% | 2.114% | 0% | 0% | 90.37% | 0% | 0% | 5.467% | 100% | RECS, Engineering Judgment
Fuel Oil | CR05 | Low | 0% | 0% | 0% | 0% | 0% | 0% | 100% | 0% | 0% | 2.354e-05% | 100% | RECS, Engineering Judgment
Fuel Oil | CR06 | Low | 0% | 0% | 0% | 0% | 0% | 0% | 100% | 0% | 0% | 6.907e-05% | 100% | RECS, Engineering Judgment
Fuel Oil | CR07 | Low | 3.846% | 0% | 0% | 2.269% | 0% | 0% | 84.06% | 0% | 0% | 9.827% | 100% | RECS, Engineering Judgment
Fuel Oil | CR08 | Low | 0% | 0% | 0% | 2.395% | 0% | 0% | 91.11% | 0% | 0% | 6.493% | 100% | RECS, Engineering Judgment
Fuel Oil | CR09 | Low | 0% | 0% | 0% | 0% | 0% | 0% | 100% | 0% | 0% | 9.975e-05% | 100% | RECS, Engineering Judgment
Fuel Oil | CR10 | Low | 0% | 0% | 0% | 0% | 0% | 0% | 100% | 0% | 0% | 0.0003793% | 100% | RECS, Engineering Judgment
Fuel Oil | CR11 | Low | 0% | 0% | 0% | 100% | 0% | 0% | 0% | 0% | 0% | 0.0007226% | 100% | RECS, Engineering Judgment
Fuel Oil | CR12 | Low | 0% | 0% | 0% | 0% | 0% | 0% | 0% | 0% | 0% | 100% | 100% | RECS, Engineering Judgment
Natural Gas | CR01 | Low | 23.22% | 0% | 0% | 0% | 0% | 0% | 69.65% | 0% | 0% | 7.139% | 100% | RECS, Engineering Judgment
Natural Gas | CR02 | Low | 29.59% | 0% | 0% | 0% | 0% | 0% | 67.21% | 0% | 0% | 3.2% | 100% | RECS, Engineering Judgment
Natural Gas | CR03 | Low | 12.14% | 0% | 0% | 0% | 0% | 0% | 83.4% | 0% | 0% | 4.46% | 100% | RECS, Engineering Judgment
Natural Gas | CR04 | Low | 33.01% | 0% | 0% | 0% | 0% | 0% | 63.29% | 0% | 0% | 3.704% | 100% | RECS, Engineering Judgment
Natural Gas | CR05 | Low | 42.61% | 0% | 0% | 0% | 0% | 0% | 53.35% | 0% | 0% | 4.038% | 100% | RECS, Engineering Judgment
Natural Gas | CR06 | Low | 10.38% | 0% | 0% | 0% | 0% | 0% | 87.69% | 0% | 0% | 1.921% | 100% | RECS, Engineering Judgment
Natural Gas | CR07 | Low | 54.41% | 0% | 0% | 0% | 0% | 0% | 40.67% | 0% | 0% | 4.92% | 100% | RECS, Engineering Judgment
Natural Gas | CR08 | Low | 12.03% | 0% | 0% | 0% | 0% | 0% | 85.77% | 0% | 0% | 2.193% | 100% | RECS, Engineering Judgment
Natural Gas | CR09 | Low | 16.88% | 0% | 0% | 0.08072% | 0% | 0% | 78.38% | 0% | 0% | 4.652% | 100% | RECS, Engineering Judgment
Natural Gas | CR10 | Low | 32.21% | 0% | 0% | 0% | 0% | 0% | 61.03% | 0% | 0% | 6.768% | 100% | RECS, Engineering Judgment
Natural Gas | CR11 | Low | 61.32% | 0% | 0% | 0.1443% | 0% | 0% | 35.29% | 0% | 0% | 3.245% | 100% | RECS, Engineering Judgment
Natural Gas | CR12 | Low | 0% | 0% | 0% | 0% | 0% | 0% | 0% | 0% | 0% | 100% | 100% | RECS, Engineering Judgment
None | CR01 | Low | 0% | 0% | 0% | 0% | 0% | 0% | 0% | 0% | 0% | 100% | 100% | RECS, Engineering Judgment
None | CR02 | Low | 0% | 0% | 0% | 0% | 0% | 0% | 0% | 0% | 0% | 100% | 100% | N/A, but EJ just in case
None | CR03 | Low | 0% | 0% | 0% | 0% | 0% | 0% | 100% | 0% | 0% | 0.0001859% | 100% | RECS, Engineering Judgment
None | CR04 | Low | 0% | 0% | 0% | 0% | 0% | 0% | 0% | 0% | 0% | 100% | 100% | N/A, but EJ just in case
None | CR05 | Low | 0% | 0% | 0% | 0% | 0% | 0% | 0% | 0% | 0% | 100% | 100% | RECS, Engineering Judgment
None | CR06 | Low | 0% | 0% | 0% | 0% | 0% | 0% | 0% | 0% | 0% | 100% | 100% | N/A, but EJ just in case
None | CR07 | Low | 0% | 0% | 0% | 0% | 0% | 0% | 0% | 0% | 0% | 100% | 100% | N/A, but EJ just in case
None | CR08 | Low | 0% | 0% | 0% | 0% | 0% | 0% | 0% | 0% | 0% | 100% | 100% | N/A, but EJ just in case
None | CR09 | Low | 5.813% | 0% | 0% | 1.717% | 0% | 0% | 66.18% | 0% | 0% | 26.29% | 100% | RECS, Engineering Judgment
None | CR10 | Low | 22.45% | 0% | 0% | 0% | 0% | 0% | 77.55% | 0% | 0% | 0.0002128% | 100% | RECS, Engineering Judgment
None | CR11 | Low | 56.56% | 0% | 0% | 0% | 0% | 0% | 24.57% | 0% | 0% | 18.87% | 100% | RECS, Engineering Judgment
None | CR12 | Low | 3.302% | 0% | 0% | 0% | 0% | 0% | 69.95% | 0% | 0% | 26.75% | 100% | RECS, Engineering Judgment
Other Fuel | CR01 | Low | 0% | 0% | 0% | 0% | 0% | 0% | 100% | 0% | 0% | 2.872e-05% | 100% | RECS, Engineering Judgment
Other Fuel | CR02 | Low | 7.324% | 0% | 0% | 0% | 0% | 0% | 79.76% | 0% | 0% | 12.91% | 100% | RECS, Engineering Judgment
Other Fuel | CR03 | Low | 0% | 0% | 0% | 22.96% | 0% | 0% | 77.04% | 0% | 0% | 3.306e-05% | 100% | RECS, Engineering Judgment
Other Fuel | CR04 | Low | 1.415% | 0% | 0% | 1.874% | 0% | 0% | 91.64% | 0% | 0% | 5.076% | 100% | RECS, Engineering Judgment
Other Fuel | CR05 | Low | 6.543% | 0% | 0% | 0% | 0% | 0% | 84.07% | 0% | 0% | 9.391% | 100% | RECS, Engineering Judgment
Other Fuel | CR06 | Low | 0% | 0% | 0% | 0% | 0% | 0% | 94.7% | 0% | 0% | 5.301% | 100% | RECS, Engineering Judgment
Other Fuel | CR07 | Low | 5.51% | 0% | 0% | 0% | 0% | 0% | 82.08% | 0% | 0% | 12.41% | 100% | RECS, Engineering Judgment
Other Fuel | CR08 | Low | 0% | 0% | 0% | 2.034% | 0% | 0% | 90.07% | 0% | 0% | 7.893% | 100% | RECS, Engineering Judgment
Other Fuel | CR09 | Low | 1.591% | 0% | 0% | 0% | 0% | 0% | 68.91% | 0% | 0% | 29.5% | 100% | RECS, Engineering Judgment
Other Fuel | CR10 | Low | 0% | 0% | 0% | 9.491% | 0% | 0% | 65.34% | 0% | 0% | 25.17% | 100% | RECS, Engineering Judgment
Other Fuel | CR11 | Low | 30.52% | 0% | 0% | 5.631% | 0% | 0% | 58.18% | 0% | 0% | 5.669% | 100% | RECS, Engineering Judgment
Other Fuel | CR12 | Low | 0% | 0% | 0% | 0% | 0% | 0% | 0% | 0% | 0% | 100% | 100% | RECS, Engineering Judgment
Propane/LPG | CR01 | Low | 0% | 0% | 0% | 0% | 0% | 0% | 0% | 0% | 0% | 100% | 100% | RECS, Engineering Judgment
Propane/LPG | CR02 | Low | 0% | 0% | 0% | 20.62% | 0% | 0% | 76.96% | 0% | 0% | 2.418% | 100% | RECS, Engineering Judgment
Propane/LPG | CR03 | Low | 0% | 0% | 0% | 0% | 0% | 0% | 100% | 0% | 0% | 1.278e-05% | 100% | RECS, Engineering Judgment
Propane/LPG | CR04 | Low | 0% | 0% | 0% | 8.75% | 0% | 0% | 91.25% | 0% | 0% | 4.478e-05% | 100% | RECS, Engineering Judgment
Propane/LPG | CR05 | Low | 0% | 0% | 0% | 15.75% | 0% | 0% | 84.25% | 0% | 0% | 6.583e-06% | 100% | RECS, Engineering Judgment
Propane/LPG | CR06 | Low | 0% | 0% | 0% | 0% | 0% | 0% | 100% | 0% | 0% | 0.0001229% | 100% | RECS, Engineering Judgment
Propane/LPG | CR07 | Low | 2.378% | 0% | 0% | 24.75% | 0% | 0% | 69.37% | 0% | 0% | 3.51% | 100% | RECS, Engineering Judgment
Propane/LPG | CR08 | Low | 0% | 0% | 0% | 4.148% | 0% | 0% | 94.26% | 0% | 0% | 1.596% | 100% | RECS, Engineering Judgment
Propane/LPG | CR09 | Low | 0% | 0% | 0% | 8.668% | 0% | 0% | 85.5% | 0% | 0% | 5.832% | 100% | RECS, Engineering Judgment
Propane/LPG | CR10 | Low | 0% | 0% | 0% | 0% | 0% | 0% | 100% | 0% | 0% | 7.782e-05% | 100% | RECS, Engineering Judgment
Propane/LPG | CR11 | Low | 0% | 0% | 0% | 21.25% | 0% | 0% | 74.36% | 0% | 0% | 4.389% | 100% | RECS, Engineering Judgment
Propane/LPG | CR12 | Low | 0% | 0% | 0% | 0% | 0% | 0% | 0% | 0% | 0% | 100% | 100% | RECS, Engineering Judgment
Electricity | CR01 | Medium | 0% | 0% | 0% | 0% | 0% | 0% | 0% | 100% | 0% | 5.398e-05% | 100% | RECS, Engineering Judgment
Electricity | CR02 | Medium | 0% | 3.533% | 0% | 0% | 2.024% | 0% | 0% | 92.95% | 0% | 1.491% | 100% | RECS, Engineering Judgment
Electricity | CR03 | Medium | 0% | 1.473% | 0% | 0% | 0% | 0% | 0% | 75.74% | 0% | 22.79% | 100% | RECS, Engineering Judgment
Electricity | CR04 | Medium | 0% | 0% | 0% | 0% | 0% | 0% | 0% | 94.16% | 0% | 5.845% | 100% | RECS, Engineering Judgment
Electricity | CR05 | Medium | 0% | 4.439% | 0% | 0% | 2.235% | 0% | 0% | 86.23% | 0% | 7.101% | 100% | RECS, Engineering Judgment
Electricity | CR06 | Medium | 0% | 0% | 0% | 0% | 1.026% | 0% | 0% | 94.8% | 0% | 4.173% | 100% | RECS, Engineering Judgment
Electricity | CR07 | Medium | 0% | 3.192% | 0% | 0% | 2.743% | 0% | 0% | 78.87% | 0% | 15.19% | 100% | RECS, Engineering Judgment
Electricity | CR08 | Medium | 0% | 0.5808% | 0% | 0% | 1.262% | 0% | 0% | 95.1% | 0% | 3.061% | 100% | RECS, Engineering Judgment
Electricity | CR09 | Medium | 0% | 2.243% | 0% | 0% | 0.5289% | 0% | 0% | 92.28% | 0% | 4.944% | 100% | RECS, Engineering Judgment
Electricity | CR10 | Medium | 0% | 8.613% | 0% | 0% | 0% | 0% | 0% | 84.54% | 0% | 6.847% | 100% | RECS, Engineering Judgment
Electricity | CR11 | Medium | 0% | 31.44% | 0% | 0% | 0% | 0% | 0% | 62.88% | 0% | 5.674% | 100% | RECS, Engineering Judgment
Electricity | CR12 | Medium | 0% | 0% | 0% | 0% | 0% | 0% | 0% | 0% | 0% | 100% | 100% | RECS, Engineering Judgment
Fuel Oil | CR01 | Medium | 0% | 0% | 0% | 0% | 0% | 0% | 0% | 0% | 0% | 100% | 100% | RECS, Engineering Judgment
Fuel Oil | CR02 | Medium | 0% | 5.592% | 0% | 0% | 0% | 0% | 0% | 92.12% | 0% | 2.291% | 100% | RECS, Engineering Judgment
Fuel Oil | CR03 | Medium | 0% | 0% | 0% | 0% | 0% | 0% | 0% | 0% | 0% | 100% | 100% | N/A, but EJ just in case
Fuel Oil | CR04 | Medium | 0% | 2.054% | 0% | 0% | 2.114% | 0% | 0% | 90.37% | 0% | 5.467% | 100% | RECS, Engineering Judgment
Fuel Oil | CR05 | Medium | 0% | 0% | 0% | 0% | 0% | 0% | 0% | 100% | 0% | 2.354e-05% | 100% | RECS, Engineering Judgment
Fuel Oil | CR06 | Medium | 0% | 0% | 0% | 0% | 0% | 0% | 0% | 100% | 0% | 6.907e-05% | 100% | RECS, Engineering Judgment
Fuel Oil | CR07 | Medium | 0% | 3.846% | 0% | 0% | 2.269% | 0% | 0% | 84.06% | 0% | 9.827% | 100% | RECS, Engineering Judgment
Fuel Oil | CR08 | Medium | 0% | 0% | 0% | 0% | 2.395% | 0% | 0% | 91.11% | 0% | 6.493% | 100% | RECS, Engineering Judgment
Fuel Oil | CR09 | Medium | 0% | 0% | 0% | 0% | 0% | 0% | 0% | 100% | 0% | 9.975e-05% | 100% | RECS, Engineering Judgment
Fuel Oil | CR10 | Medium | 0% | 0% | 0% | 0% | 0% | 0% | 0% | 100% | 0% | 0.0003793% | 100% | RECS, Engineering Judgment
Fuel Oil | CR11 | Medium | 0% | 0% | 0% | 0% | 100% | 0% | 0% | 0% | 0% | 0.0007226% | 100% | RECS, Engineering Judgment
Fuel Oil | CR12 | Medium | 0% | 0% | 0% | 0% | 0% | 0% | 0% | 0% | 0% | 100% | 100% | RECS, Engineering Judgment
Natural Gas | CR01 | Medium | 0% | 23.22% | 0% | 0% | 0% | 0% | 0% | 69.65% | 0% | 7.139% | 100% | RECS, Engineering Judgment
Natural Gas | CR02 | Medium | 0% | 29.59% | 0% | 0% | 0% | 0% | 0% | 67.21% | 0% | 3.2% | 100% | RECS, Engineering Judgment
Natural Gas | CR03 | Medium | 0% | 12.14% | 0% | 0% | 0% | 0% | 0% | 83.4% | 0% | 4.46% | 100% | RECS, Engineering Judgment
Natural Gas | CR04 | Medium | 0% | 33.01% | 0% | 0% | 0% | 0% | 0% | 63.29% | 0% | 3.704% | 100% | RECS, Engineering Judgment
Natural Gas | CR05 | Medium | 0% | 42.61% | 0% | 0% | 0% | 0% | 0% | 53.35% | 0% | 4.038% | 100% | RECS, Engineering Judgment
Natural Gas | CR06 | Medium | 0% | 10.38% | 0% | 0% | 0% | 0% | 0% | 87.69% | 0% | 1.921% | 100% | RECS, Engineering Judgment
Natural Gas | CR07 | Medium | 0% | 54.41% | 0% | 0% | 0% | 0% | 0% | 40.67% | 0% | 4.92% | 100% | RECS, Engineering Judgment
Natural Gas | CR08 | Medium | 0% | 12.03% | 0% | 0% | 0% | 0% | 0% | 85.77% | 0% | 2.193% | 100% | RECS, Engineering Judgment
Natural Gas | CR09 | Medium | 0% | 16.88% | 0% | 0% | 0.08072% | 0% | 0% | 78.38% | 0% | 4.652% | 100% | RECS, Engineering Judgment
Natural Gas | CR10 | Medium | 0% | 32.21% | 0% | 0% | 0% | 0% | 0% | 61.03% | 0% | 6.768% | 100% | RECS, Engineering Judgment
Natural Gas | CR11 | Medium | 0% | 61.32% | 0% | 0% | 0.1443% | 0% | 0% | 35.29% | 0% | 3.245% | 100% | RECS, Engineering Judgment
Natural Gas | CR12 | Medium | 0% | 0% | 0% | 0% | 0% | 0% | 0% | 0% | 0% | 100% | 100% | RECS, Engineering Judgment
None | CR01 | Medium | 0% | 0% | 0% | 0% | 0% | 0% | 0% | 0% | 0% | 100% | 100% | RECS, Engineering Judgment
None | CR02 | Medium | 0% | 0% | 0% | 0% | 0% | 0% | 0% | 0% | 0% | 100% | 100% | N/A, but EJ just in case
None | CR03 | Medium | 0% | 0% | 0% | 0% | 0% | 0% | 0% | 100% | 0% | 0.0001859% | 100% | RECS, Engineering Judgment
None | CR04 | Medium | 0% | 0% | 0% | 0% | 0% | 0% | 0% | 0% | 0% | 100% | 100% | N/A, but EJ just in case
None | CR05 | Medium | 0% | 0% | 0% | 0% | 0% | 0% | 0% | 0% | 0% | 100% | 100% | RECS, Engineering Judgment
None | CR06 | Medium | 0% | 0% | 0% | 0% | 0% | 0% | 0% | 0% | 0% | 100% | 100% | N/A, but EJ just in case
None | CR07 | Medium | 0% | 0% | 0% | 0% | 0% | 0% | 0% | 0% | 0% | 100% | 100% | N/A, but EJ just in case
None | CR08 | Medium | 0% | 0% | 0% | 0% | 0% | 0% | 0% | 0% | 0% | 100% | 100% | N/A, but EJ just in case
None | CR09 | Medium | 0% | 5.813% | 0% | 0% | 1.717% | 0% | 0% | 66.18% | 0% | 26.29% | 100% | RECS, Engineering Judgment
None | CR10 | Medium | 0% | 22.45% | 0% | 0% | 0% | 0% | 0% | 77.55% | 0% | 0.0002128% | 100% | RECS, Engineering Judgment
None | CR11 | Medium | 0% | 56.56% | 0% | 0% | 0% | 0% | 0% | 24.57% | 0% | 18.87% | 100% | RECS, Engineering Judgment
None | CR12 | Medium | 0% | 3.302% | 0% | 0% | 0% | 0% | 0% | 69.95% | 0% | 26.75% | 100% | RECS, Engineering Judgment
Other Fuel | CR01 | Medium | 0% | 0% | 0% | 0% | 0% | 0% | 0% | 100% | 0% | 2.872e-05% | 100% | RECS, Engineering Judgment
Other Fuel | CR02 | Medium | 0% | 7.324% | 0% | 0% | 0% | 0% | 0% | 79.76% | 0% | 12.91% | 100% | RECS, Engineering Judgment
Other Fuel | CR03 | Medium | 0% | 0% | 0% | 0% | 22.96% | 0% | 0% | 77.04% | 0% | 3.306e-05% | 100% | RECS, Engineering Judgment
Other Fuel | CR04 | Medium | 0% | 1.415% | 0% | 0% | 1.874% | 0% | 0% | 91.64% | 0% | 5.076% | 100% | RECS, Engineering Judgment
Other Fuel | CR05 | Medium | 0% | 6.543% | 0% | 0% | 0% | 0% | 0% | 84.07% | 0% | 9.391% | 100% | RECS, Engineering Judgment
Other Fuel | CR06 | Medium | 0% | 0% | 0% | 0% | 0% | 0% | 0% | 94.7% | 0% | 5.301% | 100% | RECS, Engineering Judgment
Other Fuel | CR07 | Medium | 0% | 5.51% | 0% | 0% | 0% | 0% | 0% | 82.08% | 0% | 12.41% | 100% | RECS, Engineering Judgment
Other Fuel | CR08 | Medium | 0% | 0% | 0% | 0% | 2.034% | 0% | 0% | 90.07% | 0% | 7.893% | 100% | RECS, Engineering Judgment
Other Fuel | CR09 | Medium | 0% | 1.591% | 0% | 0% | 0% | 0% | 0% | 68.91% | 0% | 29.5% | 100% | RECS, Engineering Judgment
Other Fuel | CR10 | Medium | 0% | 0% | 0% | 0% | 9.491% | 0% | 0% | 65.34% | 0% | 25.17% | 100% | RECS, Engineering Judgment
Other Fuel | CR11 | Medium | 0% | 30.52% | 0% | 0% | 5.631% | 0% | 0% | 58.18% | 0% | 5.669% | 100% | RECS, Engineering Judgment
Other Fuel | CR12 | Medium | 0% | 0% | 0% | 0% | 0% | 0% | 0% | 0% | 0% | 100% | 100% | RECS, Engineering Judgment
Propane/LPG | CR01 | Medium | 0% | 0% | 0% | 0% | 0% | 0% | 0% | 0% | 0% | 100% | 100% | RECS, Engineering Judgment
Propane/LPG | CR02 | Medium | 0% | 0% | 0% | 0% | 20.62% | 0% | 0% | 76.96% | 0% | 2.418% | 100% | RECS, Engineering Judgment
Propane/LPG | CR03 | Medium | 0% | 0% | 0% | 0% | 0% | 0% | 0% | 100% | 0% | 1.278e-05% | 100% | RECS, Engineering Judgment
Propane/LPG | CR04 | Medium | 0% | 0% | 0% | 0% | 8.75% | 0% | 0% | 91.25% | 0% | 4.478e-05% | 100% | RECS, Engineering Judgment
Propane/LPG | CR05 | Medium | 0% | 0% | 0% | 0% | 15.75% | 0% | 0% | 84.25% | 0% | 6.583e-06% | 100% | RECS, Engineering Judgment
Propane/LPG | CR06 | Medium | 0% | 0% | 0% | 0% | 0% | 0% | 0% | 100% | 0% | 0.0001229% | 100% | RECS, Engineering Judgment
Propane/LPG | CR07 | Medium | 0% | 2.378% | 0% | 0% | 24.75% | 0% | 0% | 69.37% | 0% | 3.51% | 100% | RECS, Engineering Judgment
Propane/LPG | CR08 | Medium | 0% | 0% | 0% | 0% | 4.148% | 0% | 0% | 94.26% | 0% | 1.596% | 100% | RECS, Engineering Judgment
Propane/LPG | CR09 | Medium | 0% | 0% | 0% | 0% | 8.668% | 0% | 0% | 85.5% | 0% | 5.832% | 100% | RECS, Engineering Judgment
Propane/LPG | CR10 | Medium | 0% | 0% | 0% | 0% | 0% | 0% | 0% | 100% | 0% | 7.782e-05% | 100% | RECS, Engineering Judgment
Propane/LPG | CR11 | Medium | 0% | 0% | 0% | 0% | 21.25% | 0% | 0% | 74.36% | 0% | 4.389% | 100% | RECS, Engineering Judgment
Propane/LPG | CR12 | Medium | 0% | 0% | 0% | 0% | 0% | 0% | 0% | 0% | 0% | 100% | 100% | RECS, Engineering Judgment
Electricity | CR01 | High | 0% | 0% | 0% | 0% | 0% | 0% | 0% | 0% | 100% | 5.398e-05% | 100% | RECS, Engineering Judgment
Electricity | CR02 | High | 0% | 0% | 3.533% | 0% | 0% | 2.024% | 0% | 0% | 92.95% | 1.491% | 100% | RECS, Engineering Judgment
Electricity | CR03 | High | 0% | 0% | 1.473% | 0% | 0% | 0% | 0% | 0% | 75.74% | 22.79% | 100% | RECS, Engineering Judgment
Electricity | CR04 | High | 0% | 0% | 0% | 0% | 0% | 0% | 0% | 0% | 94.16% | 5.845% | 100% | RECS, Engineering Judgment
Electricity | CR05 | High | 0% | 0% | 4.439% | 0% | 0% | 2.235% | 0% | 0% | 86.23% | 7.101% | 100% | RECS, Engineering Judgment
Electricity | CR06 | High | 0% | 0% | 0% | 0% | 0% | 1.026% | 0% | 0% | 94.8% | 4.173% | 100% | RECS, Engineering Judgment
Electricity | CR07 | High | 0% | 0% | 3.192% | 0% | 0% | 2.743% | 0% | 0% | 78.87% | 15.19% | 100% | RECS, Engineering Judgment
Electricity | CR08 | High | 0% | 0% | 0.5808% | 0% | 0% | 1.262% | 0% | 0% | 95.1% | 3.061% | 100% | RECS, Engineering Judgment
Electricity | CR09 | High | 0% | 0% | 2.243% | 0% | 0% | 0.5289% | 0% | 0% | 92.28% | 4.944% | 100% | RECS, Engineering Judgment
Electricity | CR10 | High | 0% | 0% | 8.613% | 0% | 0% | 0% | 0% | 0% | 84.54% | 6.847% | 100% | RECS, Engineering Judgment
Electricity | CR11 | High | 0% | 0% | 31.44% | 0% | 0% | 0% | 0% | 0% | 62.88% | 5.674% | 100% | RECS, Engineering Judgment
Electricity | CR12 | High | 0% | 0% | 0% | 0% | 0% | 0% | 0% | 0% | 0% | 100% | 100% | RECS, Engineering Judgment
Fuel Oil | CR01 | High | 0% | 0% | 0% | 0% | 0% | 0% | 0% | 0% | 0% | 100% | 100% | RECS, Engineering Judgment
Fuel Oil | CR02 | High | 0% | 0% | 5.592% | 0% | 0% | 0% | 0% | 0% | 92.12% | 2.291% | 100% | RECS, Engineering Judgment
Fuel Oil | CR03 | High | 0% | 0% | 0% | 0% | 0% | 0% | 0% | 0% | 0% | 100% | 100% | N/A, but EJ just in case
Fuel Oil | CR04 | High | 0% | 0% | 2.054% | 0% | 0% | 2.114% | 0% | 0% | 90.37% | 5.467% | 100% | RECS, Engineering Judgment
Fuel Oil | CR05 | High | 0% | 0% | 0% | 0% | 0% | 0% | 0% | 0% | 100% | 2.354e-05% | 100% | RECS, Engineering Judgment
Fuel Oil | CR06 | High | 0% | 0% | 0% | 0% | 0% | 0% | 0% | 0% | 100% | 6.907e-05% | 100% | RECS, Engineering Judgment
Fuel Oil | CR07 | High | 0% | 0% | 3.846% | 0% | 0% | 2.269% | 0% | 0% | 84.06% | 9.827% | 100% | RECS, Engineering Judgment
Fuel Oil | CR08 | High | 0% | 0% | 0% | 0% | 0% | 2.395% | 0% | 0% | 91.11% | 6.493% | 100% | RECS, Engineering Judgment
Fuel Oil | CR09 | High | 0% | 0% | 0% | 0% | 0% | 0% | 0% | 0% | 100% | 9.975e-05% | 100% | RECS, Engineering Judgment
Fuel Oil | CR10 | High | 0% | 0% | 0% | 0% | 0% | 0% | 0% | 0% | 100% | 0.0003793% | 100% | RECS, Engineering Judgment
Fuel Oil | CR11 | High | 0% | 0% | 0% | 0% | 0% | 100% | 0% | 0% | 0% | 0.0007226% | 100% | RECS, Engineering Judgment
Fuel Oil | CR12 | High | 0% | 0% | 0% | 0% | 0% | 0% | 0% | 0% | 0% | 100% | 100% | RECS, Engineering Judgment
Natural Gas | CR01 | High | 0% | 0% | 23.22% | 0% | 0% | 0% | 0% | 0% | 69.65% | 7.139% | 100% | RECS, Engineering Judgment
Natural Gas | CR02 | High | 0% | 0% | 29.59% | 0% | 0% | 0% | 0% | 0% | 67.21% | 3.2% | 100% | RECS, Engineering Judgment
Natural Gas | CR03 | High | 0% | 0% | 12.14% | 0% | 0% | 0% | 0% | 0% | 83.4% | 4.46% | 100% | RECS, Engineering Judgment
Natural Gas | CR04 | High | 0% | 0% | 33.01% | 0% | 0% | 0% | 0% | 0% | 63.29% | 3.704% | 100% | RECS, Engineering Judgment
Natural Gas | CR05 | High | 0% | 0% | 42.61% | 0% | 0% | 0% | 0% | 0% | 53.35% | 4.038% | 100% | RECS, Engineering Judgment
Natural Gas | CR06 | High | 0% | 0% | 10.38% | 0% | 0% | 0% | 0% | 0% | 87.69% | 1.921% | 100% | RECS, Engineering Judgment
Natural Gas | CR07 | High | 0% | 0% | 54.41% | 0% | 0% | 0% | 0% | 0% | 40.67% | 4.92% | 100% | RECS, Engineering Judgment
Natural Gas | CR08 | High | 0% | 0% | 12.03% | 0% | 0% | 0% | 0% | 0% | 85.77% | 2.193% | 100% | RECS, Engineering Judgment
Natural Gas | CR09 | High | 0% | 0% | 16.88% | 0% | 0% | 0.08072% | 0% | 0% | 78.38% | 4.652% | 100% | RECS, Engineering Judgment
Natural Gas | CR10 | High | 0% | 0% | 32.21% | 0% | 0% | 0% | 0% | 0% | 61.03% | 6.768% | 100% | RECS, Engineering Judgment
Natural Gas | CR11 | High | 0% | 0% | 61.32% | 0% | 0% | 0.1443% | 0% | 0% | 35.29% | 3.245% | 100% | RECS, Engineering Judgment
Natural Gas | CR12 | High | 0% | 0% | 0% | 0% | 0% | 0% | 0% | 0% | 0% | 100% | 100% | RECS, Engineering Judgment
None | CR01 | High | 0% | 0% | 0% | 0% | 0% | 0% | 0% | 0% | 0% | 100% | 100% | RECS, Engineering Judgment
None | CR02 | High | 0% | 0% | 0% | 0% | 0% | 0% | 0% | 0% | 0% | 100% | 100% | N/A, but EJ just in case
None | CR03 | High | 0% | 0% | 0% | 0% | 0% | 0% | 0% | 0% | 100% | 0.0001859% | 100% | RECS, Engineering Judgment
None | CR04 | High | 0% | 0% | 0% | 0% | 0% | 0% | 0% | 0% | 0% | 100% | 100% | N/A, but EJ just in case
None | CR05 | High | 0% | 0% | 0% | 0% | 0% | 0% | 0% | 0% | 0% | 100% | 100% | RECS, Engineering Judgment
None | CR06 | High | 0% | 0% | 0% | 0% | 0% | 0% | 0% | 0% | 0% | 100% | 100% | N/A, but EJ just in case
None | CR07 | High | 0% | 0% | 0% | 0% | 0% | 0% | 0% | 0% | 0% | 100% | 100% | N/A, but EJ just in case
None | CR08 | High | 0% | 0% | 0% | 0% | 0% | 0% | 0% | 0% | 0% | 100% | 100% | N/A, but EJ just in case
None | CR09 | High | 0% | 0% | 5.813% | 0% | 0% | 1.717% | 0% | 0% | 66.18% | 26.29% | 100% | RECS, Engineering Judgment
None | CR10 | High | 0% | 0% | 22.45% | 0% | 0% | 0% | 0% | 0% | 77.55% | 0.0002128% | 100% | RECS, Engineering Judgment
None | CR11 | High | 0% | 0% | 56.56% | 0% | 0% | 0% | 0% | 0% | 24.57% | 18.87% | 100% | RECS, Engineering Judgment
None | CR12 | High | 0% | 0% | 3.302% | 0% | 0% | 0% | 0% | 0% | 69.95% | 26.75% | 100% | RECS, Engineering Judgment
Other Fuel | CR01 | High | 0% | 0% | 0% | 0% | 0% | 0% | 0% | 0% | 100% | 2.872e-05% | 100% | RECS, Engineering Judgment
Other Fuel | CR02 | High | 0% | 0% | 7.324% | 0% | 0% | 0% | 0% | 0% | 79.76% | 12.91% | 100% | RECS, Engineering Judgment
Other Fuel | CR03 | High | 0% | 0% | 0% | 0% | 0% | 22.96% | 0% | 0% | 77.04% | 3.306e-05% | 100% | RECS, Engineering Judgment
Other Fuel | CR04 | High | 0% | 0% | 1.415% | 0% | 0% | 1.874% | 0% | 0% | 91.64% | 5.076% | 100% | RECS, Engineering Judgment
Other Fuel | CR05 | High | 0% | 0% | 6.543% | 0% | 0% | 0% | 0% | 0% | 84.07% | 9.391% | 100% | RECS, Engineering Judgment
Other Fuel | CR06 | High | 0% | 0% | 0% | 0% | 0% | 0% | 0% | 0% | 94.7% | 5.301% | 100% | RECS, Engineering Judgment
Other Fuel | CR07 | High | 0% | 0% | 5.51% | 0% | 0% | 0% | 0% | 0% | 82.08% | 12.41% | 100% | RECS, Engineering Judgment
Other Fuel | CR08 | High | 0% | 0% | 0% | 0% | 0% | 2.034% | 0% | 0% | 90.07% | 7.893% | 100% | RECS, Engineering Judgment
Other Fuel | CR09 | High | 0% | 0% | 1.591% | 0% | 0% | 0% | 0% | 0% | 68.91% | 29.5% | 100% | RECS, Engineering Judgment
Other Fuel | CR10 | High | 0% | 0% | 0% | 0% | 0% | 9.491% | 0% | 0% | 65.34% | 25.17% | 100% | RECS, Engineering Judgment
Other Fuel | CR11 | High | 0% | 0% | 30.52% | 0% | 0% | 5.631% | 0% | 0% | 58.18% | 5.669% | 100% | RECS, Engineering Judgment
Other Fuel | CR12 | High | 0% | 0% | 0% | 0% | 0% | 0% | 0% | 0% | 0% | 100% | 100% | RECS, Engineering Judgment
Propane/LPG | CR01 | High | 0% | 0% | 0% | 0% | 0% | 0% | 0% | 0% | 0% | 100% | 100% | RECS, Engineering Judgment
Propane/LPG | CR02 | High | 0% | 0% | 0% | 0% | 0% | 20.62% | 0% | 0% | 76.96% | 2.418% | 100% | RECS, Engineering Judgment
Propane/LPG | CR03 | High | 0% | 0% | 0% | 0% | 0% | 0% | 0% | 0% | 100% | 1.278e-05% | 100% | RECS, Engineering Judgment
Propane/LPG | CR04 | High | 0% | 0% | 0% | 0% | 0% | 8.75% | 0% | 0% | 91.25% | 4.478e-05% | 100% | RECS, Engineering Judgment
Propane/LPG | CR05 | High | 0% | 0% | 0% | 0% | 0% | 15.75% | 0% | 0% | 84.25% | 6.583e-06% | 100% | RECS, Engineering Judgment
Propane/LPG | CR06 | High | 0% | 0% | 0% | 0% | 0% | 0% | 0% | 0% | 100% | 0.0001229% | 100% | RECS, Engineering Judgment
Propane/LPG | CR07 | High | 0% | 0% | 2.378% | 0% | 0% | 24.75% | 0% | 0% | 69.37% | 3.51% | 100% | RECS, Engineering Judgment
Propane/LPG | CR08 | High | 0% | 0% | 0% | 0% | 0% | 4.148% | 0% | 0% | 94.26% | 1.596% | 100% | RECS, Engineering Judgment
Propane/LPG | CR09 | High | 0% | 0% | 0% | 0% | 0% | 8.668% | 0% | 0% | 85.5% | 5.832% | 100% | RECS, Engineering Judgment
Propane/LPG | CR10 | High | 0% | 0% | 0% | 0% | 0% | 0% | 0% | 0% | 100% | 7.782e-05% | 100% | RECS, Engineering Judgment
Propane/LPG | CR11 | High | 0% | 0% | 0% | 0% | 0% | 21.25% | 0% | 0% | 74.36% | 4.389% | 100% | RECS, Engineering Judgment
Propane/LPG | CR12 | High | 0% | 0% | 0% | 0% | 0% | 0% | 0% | 0% | 0% | 100% | 100% | RECS, Engineering Judgment
Complete, decide on threshold.

## MELs
| Plug Loads | Plug Loads | Plug Loads
Usage Level | 0.5 | 1 | 2 | Check Sum | Source
Low | 100% | 0 | 0 | 100% | Engineering judgement, calibration
Medium | 0 | 100% | 0 | 100% | Engineering judgement, calibration
High | 0 | 0 | 100% | 100% | Engineering judgement, calibration
Average | 0 | 100% | 0 | 100% | Engineering judgement, calibration
Complete. supplement with Burgett method?

## HWLs
| Hot Water Fixtures | Hot Water Fixtures | Hot Water Fixtures
Usage Level | 0.5 | 1 | 2 | Check Sum | Source
Low | 100% | 0 | 0 | 100% | Engineering judgement, calibration
Medium | 0 | 100% | 0 | 100% | Engineering judgement, calibration
High | 0 | 0 | 100% | 100% | Engineering judgement, calibration
Average | 0 | 100% | 0 | 100% | Engineering judgement, calibration
Complete.

## Schedules
Category Name | Daytime Occupancy | Option Name | Value | Source
Refrigerator Schedule | Yes | Standard | 100% | Engineering judgment
Cooking Range Schedule | Yes | Standard | 100% | Engineering judgment
Dishwasher Schedule | Yes | Standard | 100% | Engineering judgment
Clothes Washer Schedule | Yes | Standard | 100% | Engineering judgment
Clothes Dryer Schedule | Yes | Standard | 100% | Engineering judgment
Extra Refrigerator Schedule | Yes | Standard | 100% | Engineering judgment
Freezer Schedule | Yes | Standard | 100% | Engineering judgment
Pool Heater Schedule | Yes | Standard | 100% | Engineering judgment
Pool Pump Schedule | Yes | Standard | 100% | Engineering judgment
Hot Tub/Spa Heater Schedule | Yes | Standard | 100% | Engineering judgment
Hot Tub/Spa Pump Schedule | Yes | Standard | 100% | Engineering judgment
Well Pump Schedule | Yes | Standard | 100% | Engineering judgment
Gas Fireplace Schedule | Yes | Standard | 100% | Engineering judgment
Gas Grill Schedule | Yes | Standard | 100% | Engineering judgment
Gas Lighting Schedule | Yes | Standard | 100% | Engineering judgment
Plug Loads Schedule | Yes | Standard | 100% | Engineering judgment
Refrigerator Schedule | No | Standard | 100% | Engineering judgment
Cooking Range Schedule | No | Standard | 100% | Engineering judgment
Dishwasher Schedule | No | Standard | 100% | Engineering judgment
Clothes Washer Schedule | No | Standard | 100% | Engineering judgment
Clothes Dryer Schedule | No | Standard | 100% | Engineering judgment
Extra Refrigerator Schedule | No | Standard | 100% | Engineering judgment
Freezer Schedule | No | Standard | 100% | Engineering judgment
Pool Heater Schedule | No | Standard | 100% | Engineering judgment
Pool Pump Schedule | No | Standard | 100% | Engineering judgment
Hot Tub/Spa Heater Schedule | No | Standard | 100% | Engineering judgment
Hot Tub/Spa Pump Schedule | No | Standard | 100% | Engineering judgment
Well Pump Schedule | No | Standard | 100% | Engineering judgment
Gas Fireplace Schedule | No | Standard | 100% | Engineering judgment
Gas Grill Schedule | No | Standard | 100% | Engineering judgment
Gas Lighting Schedule | No | Standard | 100% | Engineering judgment
Plug Loads Schedule | No | Standard | 100% | Engineering judgment
Refrigerator Schedule | Average | Standard | 100% | Engineering judgment
Cooking Range Schedule | Average | Standard | 100% | Engineering judgment
Dishwasher Schedule | Average | Standard | 100% | Engineering judgment
Clothes Washer Schedule | Average | Standard | 100% | Engineering judgment
Clothes Dryer Schedule | Average | Standard | 100% | Engineering judgment
Extra Refrigerator Schedule | Average | Standard | 100% | Engineering judgment
Freezer Schedule | Average | Standard | 100% | Engineering judgment
Pool Heater Schedule | Average | Standard | 100% | Engineering judgment
Pool Pump Schedule | Average | Standard | 100% | Engineering judgment
Hot Tub/Spa Heater Schedule | Average | Standard | 100% | Engineering judgment
Hot Tub/Spa Pump Schedule | Average | Standard | 100% | Engineering judgment
Well Pump Schedule | Average | Standard | 100% | Engineering judgment
Gas Fireplace Schedule | Average | Standard | 100% | Engineering judgment
Gas Grill Schedule | Average | Standard | 100% | Engineering judgment
Gas Lighting Schedule | Average | Standard | 100% | Engineering judgment
Plug Loads Schedule | Average | Standard | 100% | Engineering judgment